## Intro
General info This spreadsheet compiles WLCA data from several London based developments to compare the carbon emissions of different classes of retrofits and extensions with new builds. The workbook includes a number of data points for different projects based. The data is typically sourced from Greater London Authority (GLA) required WLCA spreadsheets included in planning applications. Some data are sourced from Arup internal data when we have been responsible for life cycle data reporting. Raw data for each development is shown as a breakdown in a separate spreadsheet on the SharePoint. Relevant files which are data sources are included in SharePoint folders for each development. The data is then summarised in different worksheets, all linked to the "Background Information" sheet via formulas. Please be careful when amending these so the lookups remain correct. These breakdown worksheets feed into the Power BI model for clear data insights.
Adding new projects To add a new project, populate a new row at the bottom of the table in "Background Information". Then add the site name to the breakdown sheets: A-C; A1-A5; and building element data. The background information will automatically populate as a reference to the "Background Information" worksheet. Refresh the data in Power BI to update graphs and charts. Also, populate a new row in the "Data Availability Status" worksheet. This informs what level of data is available from the planning application or other data source and enables future users to interpret any results. It is recommended that the "Raw WLCA Data Breakdown" workbook is used for calculating values for input in this spreadsheet. Please create a new worksheet in that workbook for your new project and copy across the template. Ensure the projects are kept in alphabetical order by moving the worksheet to the right place upon creation.

## Lists
Building Classification
By approach to existing structure
Classification
Retrofit
Light Refurbishment
Heavy Refurbishment
Substructure and/or Façade Retained
New Build
Basement Retention
No new basement
No new basement
New and retained basement
New
Yes
No
Structural Frame
Reinforced Concrete
Steel
Masonry and steel
Brickwork and timber
None
Timber and steel
Timber
Retrofit elements
Improve state of structural condition
Improve operational efficiency
Enable change of use
Improve functionality
Enable additional area
Stability System
RC Cores / shear walls
Steel Cores
Bracing
Cores and bracing
Moment frame
None
Loading treatment
Minimal intervention | - | New loads less than or equal to existing loads
Horizontal extension |  | Infills are supported on new foundations
Load balancing at all levels | - | New loads less than or equal to existing capacity of all structural elements, no strengthening required.
Load balancing at foundations | - | New loads less than or equal to existing capacity of the foundations, some strengthening may be required to the structure.
Capacity enhancement | - | Capacity is increased through reassessment and/or strengthening of both foundations and the main structure.
Fire protection interventions
Intumescent
Increased cover
Fire board
Repair fire protective spray
None required
Repair types
Localised / minimal concrete patching for cover reinstatement or damage
Widespread / major treatment for cover reinstatement or damage
Water ingress
FRP application
Column strengthening
FRP |  | Fibre reinforced polymer column wrapping
Concrete encasement |  | Steel or concrete columns encased in reinforced concrete
Steel encasement |  | Steel plate post-fixed to concrete columns
Steel section increase |  | Steel columns strengthened with additional steelwork
None
Creating openings
RC slab overbreak and slab edge treatment
Steel trimming beams
None
Foundation strengthening
New piles
New piles and pile caps
New pad foundations
New piles, pile caps and steel transfer elements
New piles, pile caps and oncrete transfer elements
None required
Structural floorplate
Flat slab
Precast
PT Concrete
Steel and composite deck
Timber
Hollow pot floor

## Office only for press piece (hidden)
Site Name | London Borough | Total GIA (m2) | Software Used | Benchmark | Building Type | Building Typology | Provided to BECD | Assessment 1 or Assessment 2 chosen to form the basis for design decisions | Module A1-A5 (kg CO2e/m2 GIA) - MIN of As1/As2, exc. Sequestration | Module A1-A5 (kg CO2e/m2 GIA) - MIN of As1/As2, exc. Sequestration (Rounded) | Modules A-C (kg CO2e/m2 GIA) No decarbonisation (As1) | Modules A-C (kg CO2e/m2 GIA) No decarbonisation (As1) (Rounded) | (As1) Module A1-A5 (kg CO2e/m2 GIA) (incl. seq. carbon) | (As1) Module A1-A5 (kg CO2e/m2 GIA) (excl. seq. carbon) | (As1) Module B-C (excl. B6-B7) (kg CO2e/m2 GIA) | (As1) Module A-C (excl. B6-B7 & incl. seq. carbon) (kg CO2e/m2 GIA) | (As1) Module B1-B5(kg CO2e/m2 GIA) | (As1) Module B6-B7 kg CO2e/m2 GIA) | (As1) Module C1-C4 (kg CO2e/m2 GIA) | (As1) Module D (kg CO2e/m2 GIA) | (As2) Module A1-A5 (kg CO2e/m2 GIA) | (As2) Module B1-B5(kg CO2e/m2 GIA) | (As2) Module B6-B7 kg CO2e/m2 GIA) | (As2) Module C1-C4 (kg CO2e/m2 GIA) | (As2) Module D (kg CO2e/m2 GIA) | Construction date of existing building | Listed Asset? | Classification | Development Category | Consultants (Structural/ Sustainability) | Drivers for development | Description of structural interventions | Additional Stories Added Vertically | Additional Stories Added Horizontally | GIA Increase, % | Change of use | Basement Retained | Planning Application Submission Date | Planning Decision Date | Link to Planning Site | WLC Data Source | Classificatiom (short)
7 Millbank | Westminster | 19414 | eToolLCD | Offices | Offices | Office |  | Assessment 1 | 990.688 | 1000 | 2511.491 | 2500 |  | 990.688 |  | 1517 | 363.443 | 994.996 | 162.364 | -75.272 | 991 | 117 | 15 | 161 | -20 |  |  | -20 | 335 | 463 | [7 empty] | 2021-03-10 | 2022-02-08 | https://idoxpa.westminster.gov.uk/online-applications/applicationDetails.do?activeTab=summary&keyVal=QPSQQYRP2RE00 | New Build | -20
100 And 108 Fetter Lane | City of London | 13553 | OneClick LCA | Offices | Offices | Office |  | Assessment 1 | 743 | 700 | 1902 | 2000 | 743 | 743 | 333 | 1076 | 318 | 826 | 15 | 0 |  | 313 | 262 | 15 |  |  |  | -159 | 245 | 206 | [7 empty] | 2021-06-18 | 2021-09-29 | https://www.planning2.cityoflondon.gov.uk/online-applications/applicationDetails.do?activeTab=summary&keyVal=QV1Z5GFH0QH00 | New Build | -159
26 To 46 Lisson Grove | Westminster | 10624 | OneClick LCA | Offices | Offices + Retail | Office & Retail |  | Assessment 1 | 626 | 600 | 2229.7412 | 2250 | 626 | 760 | 587 | 1222 | 426 | 883.2419 | 160.4993 | -457.1655 | [7 empty] | 0 | 91 | 168 |  | Reuse part of existing basement | [5 empty] | 2022-07-28 | 2023-01-06 | https://idoxpa.westminster.gov.uk/online-applications/applicationDetails.do?activeTab=summary&keyVal=RFQKMBRP2VQ00 | 0 | 0
Thavies Inn House - 3 - 4 Holborn Circus | City of London | 12102 | OneClick LCA | Offices | Offices + Retail | Office & Retail |  | Assessment 2 | 624.9869 | 600 | 2703.9681 | 2750 | 625 | 624.9869 | 403.7585 | 1028.7585 | 385.2932 | 1675.2096 | 18.4653 | -556.722 | 624.9869 | 385.2932 | 377.9528 | 18.4653 | -556.722 |  |  | -557 | #N/A | #N/A | [7 empty] | 2021-10-14 | 2022-12-02 | https://www.planning2.cityoflondon.gov.uk/online-applications/applicationDetails.do?activeTab=summary&keyVal=R10TXGFH0QH00 | #N/A | -557
Bury House - 31 Bury Street | City of London | 30170 | OneClick LCA | Offices | Offices + Retail | Office & Retail |  |  | 675 | 700 | 1924.1191 | 2000 | 675 | 675 | 353.3121 | 1028.3121 | 333.4373 | 895.807 | 19.8748 | -126.927 | 675.0214 | 333.4373 |  | 19.8748 | -126.927 |  |  | -127 | 144 | 195 | [7 empty] | 2020-10-28 | 2022-06-22 | https://www.planning2.cityoflondon.gov.uk/online-applications/applicationDetails.do?activeTab=summary&keyVal=QJ0RIOFH0QH00 | #N/A | -127
14-21 Holborn Viaduct | City of London | 35948 | eToolLCD | Offices | Offices + Commercial | Office & Retail |  | Assessment 1 | 658 | 700 |  |  | 658 | 758 | 177 | 835 | 144 |  | 33 | -29 | 658 | 144 | 2 | 33 | -29 |  |  | -29 | 142 | 316 |  | Retention of some basement areas | [5 empty] | 2021-09-03 | 2022-02-07 | https://www.planning2.cityoflondon.gov.uk/online-applications/applicationDetails.do?activeTab=summary&keyVal=QZ42BAFH0QH00 | 0 | -29
100 New Bridge Street | City of London | 23047 | Sturgis Carbon Calculator | Offices | Offices + Commercial | Office & Retail |  | Assessment 1 | 459 | 500 |  |  |  | 459 | [5 empty] | -54 | [7 empty] | 0 | 0 | 108 |  | Maximum retention + extension | [5 empty] | 2022-08-11 | 2023-06-29 | https://www.planning2.cityoflondon.gov.uk/online-applications/applicationDetails.do?activeTab=summary&keyVal=RGHZ7BFH0QW00 | Light Extension | 0
Princes Court - 7 Prince's Street | City of London | 7220 | OneClick LCA | Offices | Offices + Commercial | Office & Retail |  | Assessment 1 | 614 | 600 | 3440 | 3500 | 614 | 614 | 716 | 1329 | 659 | 2110 | 57 |  |  |  | 460 |  |  |  |  | 0 | 0 | 0 |  | Retention of supertructure RC frame and basement | [5 empty] | 2022-02-28 | 2023-01-18 | https://www.planning2.cityoflondon.gov.uk/online-applications/applicationDetails.do?activeTab=summary&keyVal=R80Y1UFHHBL00 | #N/A | 0
115 - 123 Houndsditch | City of London | 66867 | OneClick LCA | Offices | Offices + Commercial | Office & Retail |  | Assessment 1 | 421 | 400 | 1490 | 1500 | 421 | 421 | 215 | 636 | 208 | 854 | 7 | [8 empty] | 0 | 110 | 122 | [7 empty] | 2021-07-19 | 2022-02-01 | https://www.planning2.cityoflondon.gov.uk/online-applications/applicationDetails.do?activeTab=documents&keyVal=QWJCMTFH0QH00 | 0 | 0
63 - 66 Coleman Street | City of London | 4486 | OneClick LCA | Offices | Offices + Retail | Office & Retail |  | Assessment 2 | 637 | 600 | 1123 | 1000 | 637 | 637 | 133 | 770 | 106 | 353 | 27 | -191 | 637 | 71 | 353 | 24 | 0 |  |  | 0 | 48 | 384 |  | Front façade retention | [5 empty] | 2021-08-09 | 2022-12-14 | https://www.planning2.cityoflondon.gov.uk/online-applications/applicationDetails.do?activeTab=documents&keyVal=QXQ121FH0QH00 | 0 | 0
216-220 Blackfriars Road | Southwark | 40097 | OneClick LCA | Offices | Residential + Commercial (Offices, Sui Generis) | Commercial & Residential |  | Assessment 2 | 604 | 600 | 3967.883 | 4000 | 604 | 604 | 67.593 | 671.593 | 57.411 | 3296.29 | 10.182 | -68 | 604 | 57 | 1954 | 10 | -68 |  |  | -68 | 0 | 0 | [7 empty] | 2020-11-03 | 2022-07-20 | https://planning.southwark.gov.uk/online-applications/applicationDetails.do?activeTab=documents&keyVal=QJIZCQKB03Q00 | New Build | -68
120 Fleet Street | City of London | 73187 | OneClick LCA | Offices | Mixed Commercial | Office & Retail |  | Assessment 1 | 675 | 700 | 2074 | 2000 | 675 | 675 | 371.0876 | 1177.927 | 61 | 1321 | 17 | -490 | 675 | 61 | 346 | 17 | -490 |  |  | -447 | 30 | 440 |  | Reuse of existing basement | [5 empty] | 2021-06-21 | 2022-05-20 | https://www.planning2.cityoflondon.gov.uk/online-applications/applicationDetails.do?activeTab=documents&keyVal=QV79B9FH0QH00 | Repurposing - Basement Retention | -447
100 Grays Inn Road | Camden | 12747 | OneClick LCA | Offices | Offices + Commercial | Office & Retail |  | Assessment 1 | 221 | 200 | 1652.606 | 1750 | 221 | 404.079 | 588.091 | 809.125 | 383.531 | 660.436 | 204.56 | -361 | [7 empty] | #N/A | #N/A | #N/A |  | Basement retention | [5 empty] | 2022-10-11 | pending | https://planningrecords.camden.gov.uk/Northgate/PlanningExplorer/Generic/StdDetails.aspx?PT=Planning%20Applications%20On-Line&TYPE=PL/PlanningPK.xml&PARAM0=606603&XSLT=/Northgate/PlanningExplorer/SiteFiles/Skins/camden/xslt/PL/PLDetails.xslt&FT=Planning%20Application%20Details&PUBLIC=Y&XMLSIDE=/Northgate/PlanningExplorer/SiteFiles/Skins/camden/Menus/PL.xml&DAURI=PLANNING | #N/A | #N/A
1 Museum Street | Camden | 24791 | OneClick LCA | Offices | Offices | Office |  | Assessment 1 | 723.2856 | 700 | 1798.0137 | 1750 | 723.2856 | 752.2856 | 471.4751 | 1194.362 | 421.8781 | 574.253 | 49.597 | -191.5719 | [7 empty] | 0 | 74 | 342 | [7 empty] | 2023-06-27 | pending | https://planningrecords.camden.gov.uk/Northgate/Redirection/redirect.aspx?linkid=EXDC&PARAM0=617074 | New Build | 0
Royal Mint Court - Seaman's Registry | Tower of Hamlets | 8112.6 | Sturgis Carbon Calculator | Offices | Mixed | Office & Retail |  | Assessment 1 | 401 | 400 | 2133 | 2250 |  | 401 | 461 | 863 | 369 | 1351 | 12 | -17 | [7 empty] | 0 | 59 | 0 |  | Retain the Grade-II listed façades, therefore only refurbished internally with enhanced insulation and secondary glazing. Only minimal refurbishment proposed, maximising retention of existing building fabric | [5 empty] | 2021-06-11 | 2023-02-10 | https://development.towerhamlets.gov.uk/online-applications/applicationDetails.do?activeTab=documents&keyVal=DCAPR_135435 | #N/A | 0
Royal Mint Court - Embassy House | Tower Hamlets | 30790.8 | Sturgis Carbon Calculator | Offices | Mixed | Office & Retail |  | Assessment 1 | 562 | 600 | 1773 | 1750 |  | 562 | 283 | 845 | 369 | 830 | 12 | -73 | [7 empty] | 0 | 0 | 0 |  | The building’s steel frame, reinforced concrete slabs and concrete encasements to the steel are largely retained. Substructure enhancements through addition of miniature piles, increasing size of pile caps and localised recasting of the basement slab is reusing existing substructure. | [5 empty] | 2021-06-11 | 2023-02-10 | https://development.towerhamlets.gov.uk/online-applications/applicationDetails.do?activeTab=documents&keyVal=DCAPR_135435 | #N/A | 0
Royal Mint Court – Johnson Smirke Building | Tower Hamlets | 5011 | Sturgis Carbon Calculator | Offices | Mixed | Office & Retail |  | Assessment 1 | 425 | 400 | 2197 | 2250 |  | 425 | 485 | 908 | 369 | 1391 | 12 | -25 | [7 empty] | 0 | 0 | 0 |  | refurbishment and restoration, grade II listed | [5 empty] | 2021-06-11 | 2023-02-10 | https://development.towerhamlets.gov.uk/online-applications/applicationDetails.do?activeTab=documents&keyVal=DCAPR_135435 | #N/A | 0
Royal Mint Court – Cultural Exchange | Tower Hamlets | 8237.7 | Sturgis Carbon Calculator | Offices | Mixed | Office & Retail |  | Assessment 1 | 642 | 600 | 1982 | 2000 |  | 642 | 443 | 1085 | 369 | 959 | 12 | -42 | [7 empty] | 0 | 0 | 0 |  | Majority of existing structure retained and repurposed, with localised demolition. | [5 empty] | 2021-06-11 | 2023-02-10 | https://development.towerhamlets.gov.uk/online-applications/applicationDetails.do?activeTab=documents&keyVal=DCAPR_135435 | #N/A | 0
76-78 Upper Ground | Lambeth | 38840 | OneClick LCA | Offices | Mixed (Office, Retail/ restaurant) | Office |  | Assessment 2 | 423 | 400 | 1737 | 1750 | 423 | 423 | 164 | 587 | 156 | 1150 | 8 | -87 | 423 | 156 | 314 | 8 | -87 |  |  | -87 | 6 | 270 |  | refurbishment, partial demolition and extension of the existing building, 80% retention | [5 empty] | 2021-03-19 | 2021-12-23 | https://planning.lambeth.gov.uk/online-applications/applicationDetails.do?activeTab=summary&keyVal=QQ8EXFBO08M00 | Repurposing - Expansive Reuse - Horizintal Extension | -87
10 Spring Gardens | Westminster | 10078 | OneClick LCA | Offices | Office | Office |  | Assessment 1 | 243 | 200 | 1223.6355 | 1250 |  | 243 | 303.7636 | 547 | 301.1648 | 676.8719 | 2.5988 | -28.0105 | [7 empty] | -28 | 0 | 14 | [7 empty] | 2021-04-12 | 2021-07-23 |  | Retrofit | -28
Royal Street Plot E | Lambeth | 40705 | OneClick LCA | Offices | Offices | Office |  | Assessment 1 | 551 | 600 | 1690 | 1750 | 551 | 579 | 463 | 1014 | 422 | 648 | 41 | -536 | [7 empty] | 0 | 28 | 242 |  | Partial reuse & extension, existing basement retained under existing building, new extensions (horizontal) to retained Beckett House structure | [8 empty] | #N/A | 0
Royal Street Plot D | Lambeth | 52380 | OneClick LCA | Offices | Offices | Office |  | Assessment 1 | 399 | 400 | 1623 | 1500 | 399 | 487 | 395 | 794 | 290 | 741 | 105 | -444 | [7 empty] | 0 | 63 | 96 | [10 empty] | #N/A | 0
458 Oxford Street | Westminster | 60777 | OneClick LCA | Offices | Mixed | Office |  | Assessment 1 | 650 | 700 | 2045 | 2000 |  | 650 |  | 870 |  | 1175 | [9 empty] | 0 | 129 | Arup | [10 empty] | 0 | 0
Royal Street Plot C | Lambeth | 29022 | OneClick LCA | Offices | Offices | Office |  | Assessment 1 | 486 | 500 | 1779 | 1750 | 486 | 571 | 433 | 920 | 328 | 775 | 105 | -507 | [7 empty] | 0 | 69 | 101 | [10 empty] | #N/A | 0
St James's Market Phase 2 | Westminster | 26239 | OneClick LCA | Offices | Offices + Retail | Office & Retail |  | Assessment 1 | 1014 | 1000 |  |  |  | 1014 |  | 1511 | 230.0946 |  | 26.2166 | [8 empty] | 0 | 166 | 470 | [10 empty] | #N/A | 0
Peterborough Court | City of London | 43577 | OneClick LCA | Offices | Mixed Commercial | Office & Retail |  | Assessment 1 | 225 | 200 |  |  |  | 225 |  | 466 | [11 empty] | 0 | 1 | 0 | [10 empty] | #N/A | 0
2 Aldermanbury Square | City of London | 43714 | OneClick LCA | Offices | Mixed (Office led + Commercial) | Office & Retail |  | Assessment 1 | 648 | 600 | 1758 | 1750 |  | 648 | 415 | 1063 | 378 | 695 | 37 | [8 empty] | -563 | 68 | 428 | [10 empty] | New Build | -563
55 Bishopsgate | City of London | 126476 | OneClick LCA | Offices | Mixed Commercial | Office & Retail |  | Assessment 1 | 863 | 900 |  |  |  | 863 |  | 1385 | [11 empty] | 0 | 93 | 347 | [10 empty] | New Build | 0
Whitechapel Road Development, Plot B2 | Tower Hamlets | 2468 | OneClick LCA | Offices | Office/Lab/Flexible | Office |  | Assessment 1 | 333 | 300 | 1288.0243 | 1250 |  | 333 |  | 661 | 308.3468 | 627.2285 | 19.4489 | [8 empty] | -194 | #N/A | #N/A |  | minor repairs to existing slab, repairs to existing frame, hybrid timber and steel framing single storey extension, repair and cleaning of existing brickwork external walls. | 1 | 0 |  |  |  | 2022-01-31 | pending |  | #N/A | -194
Whitechapel Road Development, Plot B3 | Tower Hamlets | 22233 | OneClick LCA | Offices | Office/Lab/Flexible | Office |  | Assessment 1 | 777 | 800 | 2171.6836 | 2250 |  | 777 |  | 1466 | 610.6688 | 705.9776 | 78.0372 | [8 empty] | -523 | #N/A | #N/A |  | Ground + 6 storeys + plant | [5 empty] | 2022-01-31 | pending |  | #N/A | -523
Portland House | Westminster | 46243 | OneClick LCA | Offices | Mixed (Office, Retail/ restaurant) | Office |  | Assessment 1 | 778 | 800 | 1927 | 2000 | 778 | 778 | 581 | 1272 | 486 | 655 | 8 | -213 | [7 empty] | 0 | 0 | 0 |  | Two-storey extension including roof-level plant , creation of a setback rooftop extension, refurbishment of existing | [5 empty] | 2022-08-04 | 2022-12-23 | https://idoxpa.westminster.gov.uk/online-applications/applicationDetails.do?activeTab=documents&keyVal=RRK3GORP2ZD00 | #N/A | 0
Gillingham House | Westminster | 9450 | OneClick LCA | Offices | Offices | Office |  | Assessment 1 | 670 | 700 | 1362 | 1250 | 670 | 674 | 345 | 1015 | 321 | 343 | 24 | -209 | [7 empty] | 0 | 85 | 257 |  | Intensive refurbishment and extension (demolish 2,183m2), 60% of area and 70% of volume retained | [5 empty] | 2023-03-13 | pending | https://idoxpa.westminster.gov.uk/online-applications/applicationDetails.do?activeTab=documents&keyVal=RRK3GORP2ZD00 | Repurposing - Expansive Reuse - Vertical and Horizontal Extension | 0
70 Gracechurch Street | City of London | 60616 |  | Office | Office | Office |  | Assessment 1 | [5 empty] | 918 | 856 | 1774 | [11 empty] | -144 | 0 | 0 | [7 empty] | 2020-10-13 | 2021-02-16 |  | New Build | -144
2-3 Finsbury Avenue | City of London | 105733 |  | Offices | Office + Class E + Sui Generis | Office |  |  |  |  | 2118 | 2000 |  | 749 | 436 | 1185 |  | 933 | [9 empty] | 0 | 0 | 0 | [7 empty] | 2020-11-04 | 2021-08-19 |  | New Build | 0
15-17 Eldon Street | City of London | 5890 |  | Offices | Office + Class E | Office |  | Assessment 1 |  |  | 1965 | 2000 |  | 372 | 497 | 862 |  | 1103 | [9 empty] | -420 | 3 | 88 |  | Extension and refurbishment, provide a replacement 5th floor level, additional 6th, 7th and 8th floor levels and new façade | [5 empty] | 2021-04-09 | 2023-02-14 |  | Repurposing - Expansive Reuse - Vertical Extension | -420
175 Bishopsgate/Exchange Square | City of London | 58944 |  | Offices | Office + Class E | Office |  | Assessment 1 |  |  | 2318 | 2250 |  | 469 | 506 | 972 |  | 1346 | [9 empty] | -313 | 0 | 143 | [7 empty] | 2022-04-04 | 2023-06-14 |  | Repurposing - Expansive Reuse - Horizintal Extension | -313
8 - 12 New Bridge Street | City of London | 7810 |  | Offices | Office + Class E + Sui Generis | Office |  | Assessment 1 |  |  | 2253 | 2250 |  | 789 | 741 | 1530 |  | 723 | [9 empty] | #N/A | #N/A | #N/A | [7 empty] | 2022-07-07 | 2023-01-31 |  | #N/A | #N/A
20 Giltspur Street | City of London | 11184 |  | Offices | Office | Office |  | Assessment 1 |  |  | 824.207 | 750 |  | 387 | 365.3 | 627 |  | 197.207 | [9 empty] | 0 | 3 | 50 | [7 empty] | 2022-09-12 | 2022-12-12 |  | Repurposing - Expansive Reuse - Horizintal Extension | 0
1 Appold Street | City of London | 51869 |  | Offices | Office + Class E | Office |  | Assessment 1 | [5 empty] | 415 | 229 | 621 | [11 empty] | 0 | 16 | 185 | [7 empty] | 2022-12-12 | 2023-03-13 |  | #N/A | 0
47-50 Mark Lane | City of London | 30218 |  | Offices | Office | Office |  |  |  |  | 1157.339 | 1250 |  | 580.923 | 489.445 | 1038.189 |  | 119.15 | [9 empty] | 0 | 98 | 181 | [7 empty] | 2022-12-21 | 2023-03-22 |  | Repurposing - Basement Retention | 0
The London Television Centre | Lambeth | 93226 | One Click LCA | Offices | Office + Retail | Office |  |  | 781 | 800 | 2315 | 2250 | 781 | 782 | 560 | 1341 | 528 | 973 | 32 | -805 | 782 | 491 | 307 | 32 | -714 |  |  | -714 | #N/A | #N/A |  | 14-storey tower connected by 6-storey podium, ground-level public realm | 14 | 0 |  |  |  | 2021-07-05 | pending | 21/02668/EIAFUL ¦ Demolition of all existing buildings and structures for a mixed-use redevelopment comprising offices, cultural spaces and retail uses with associated public realm and landscaping, servicing areas, parking and mechanical plant. This application is accompanied by an Environmental Statement (ES) which is available for inspection online with the planning application documents. ¦ The London Television Centre 60 - 72 Upper Ground London SE1 9LT (lambeth.gov.uk) | #N/A | -714
Castle & Fitzroy House | Islington | 19058 | One Click LCA | Offices | Office + Class E + Retail | Office |  |  | 503 | 500 | 2277 | 2250 | 503 | 635 | 450 | 953 | 293 | 1192 | 157 | -310 | [7 empty] | #N/A | #N/A | #N/A |  | commercial building of 9 storeys (incl. lower ground and basement level) | 7 | 0 |  |  |  | 2022-08-31 | 2023-07-18 | Online Standard Details (islington.gov.uk) | #N/A | #N/A
Kensington Centre, 66 Hammersmith Road | Hammersmith and Fulham | 24441 | eTool LCA | Offices | Offices + storage facilities + community space | Office |  |  | 704 | 700 | 3199 | 3250 |  | 704 | 153 | 873 | 99 | 2342 | 54 | -69 | [7 empty] | 0 | 132 | 501 |  | Demolition of existing building and erection of 11-storey building (plus basement and plant roof) | 11 |  |  |  |  | 2023-03-03 | pending | 2023/00585/FUL ¦ Demolition of the existing building and the construction of a new building of up to 11 storeys in height (plus basement level and plant at roof level) comprising a self-storage facility (Use Class B8, up to 22,891m2 GIA), affordable workspace (Use Class E(g)(i), 1162m2 GIA) and community space (Use Class F2(b), 388m2 GIA), together with an undercroft parking and servicing area accessed via a new vehicular crossover on Blythe Road, landscaping and associated works. ¦ Kensington Centre 66 Hammersmith Road London W14 8UD (lbhf.gov.uk) | New Build | 0
38-42 Southwark Bridge Road | Southwark | 16197 | One Click LCA | Offices | Office + Class E | Office |  |  | 739.9229 | 700 | 1842.326 | 1750 |  | 739.9229 | 546.5135 | 1227.0825 | 422.7307 | 555.8896 | 123.7828 | -423.6154 | [7 empty] | 0 | New Build | 258 | [7 empty] | 2022-11-23 |  | 22/AP/4006 ¦ Demolition of the existing redundant office building (Class E) and the construction of a replacement building to deliver additional office (Class E) floorspace along with other associated works. ¦ 38-42 Southwark Bridge Road London Southwark SE1 9EJ | New Build | 0
Canada Water Dockside Plot A2 | Southwark | 35196 | One Click LCA | Offices | Office + Class E + Retail | Office |  |  | 863 | 900 | 2730.131 | 2750 | 863 | 895.79 | 528.971 | 1391.793 | 471.788 | 1305.371 | 57.182 | -351.229 | [7 empty] | New Build | New Build | Arup |  | Erection of 11-storey building with 1 basement level | 0 | 0 |  |  |  | 2022-10-12 |  |  | New Build | New Build
1 Southwark Bridge Road | Southwark | 21363 | One Click LCA | Offices | Office + Retail | Office |  |  | 312 | 300 | 2695 | 2750 | 312 | 347 | 190 | 358 | 142 | 2158 | 48 | -93 | 312 | 142 | 565 | 48 | -112 |  |  | Light Extension | Repurposing - Expansive Reuse - Vertical Extension | Hurley Palmer Flatt |  | Exising building enhanced and re-clad. Façade and roof coverings replaced, additional storey at roof level, infill extensions | 1 | 0 |  |  |  | 2021-02-22 | 2022-07-13 | https://planning.southwark.gov.uk/online-applications/applicationDetails.do?activeTab=documents&keyVal=QORV5WKB03Q00 | Repurposing - Expansive Reuse - Vertical Extension | Light Extension
99 City Road | Islington | 64873 | One Click LCA | Offices | Mixed (Office led + Commercial) | Office & Retail | [6 empty] | 984 | 693 |  | 987 | [11 empty] | Heavy Extension | Repurposing - Expansive Reuse - Vertical and Horizontal Extension | AKT II / Twin and Earth |  | Majority of original foundations kept, new façade, core and column added, ground floor to be set back. 63% retention of existing structure. | 27 | 0 |  |  |  | 2023-04-17 | pending | Online Standard Details (islington.gov.uk) | Planning Portal | Heavy Extension

## Building Typologies
Building Typologies
Commercial & Residential
Office & Retail
Office
Retail
Residential (inc. student accomodation)
School
Data Centre
Hospital/Medical
Hotel
Industrial
Office, Retail & Residential

## Data Availability Status
Project Name | Borough | Planning Ref | Date (of LCA if available) | WLCA report? | Building element breakdown? | Template spreadsheet? | Sharepoint folder?
1 Appold Street | City of London | 22/01200/FULMAJ | 2022-12-05 | Yes | Partial | No | Yes
1 Exchange Square London | City of London | 21/00930/FULMAJ | 2020-09-24 | Yes | Yes | Yes | Yes
1 Finsbury Avenue | City of London | 17/00230/FULL | 2017-03-23 | No | Partial | No | No
1 Museum Street | Camden | 2023/2510/P | 2023-06-27 | Yes | Yes | Yes | Yes
1 Southwark Bridge Road | Southwark | 21/AP/0599 | 2021-08-19 | Yes | Yes | Yes | Yes
1 Triton Square | Camden | 2016/6069/P | 2016-11-03 | No | Partial | No | No
10 Spring Gardens | Westminster | 21/02401/FULL | 2020-09-16 | Yes | Yes | Equivalent | Yes
100 And 108 Fetter Lane | City of London | 21/00534/FULMAJ | 2021-08-19 | Yes | Yes | Yes | Yes
100 Grays Inn Road | Camden | 2022/4259/P | 2022-09-29 | Yes | Yes | Yes | Yes
100 New Bridge Street | City of London | 22/00748/FULMAJ | 2022-08-08 | Yes | Partial | No | Yes
101 Whitechapel High Street | Tower Hamlets | PA/20/02726/R | 2021-04-29 | Yes | Yes | Yes | Yes
115 - 123 Houndsditch | City of London | 21/00622/FULEIA | 2021-07-08 | Yes | Partial | Equivalent | Yes
120 Fleet Street | City of London | 21/00538/FULEIA | 2021-09-10 | Yes | Yes | Yes | Yes
14-21 Holborn Viaduct | City of London | 21/00755/FULMAJ | 2021-09-02 | Yes | Yes | Yes | Yes
1-5 Lower Marsh | Lambeth | 23/00357/FUL | 2023-04-26 | Yes | Yes | Yes | Yes
15 Minories, 57-60 & 62 Aldgate High Street And 1 Little Somerset Street | City of London | 16/00406/FULMAJ | 2021-11-12 | Yes | Yes | Equivalent | Yes
15-17 Eldon Street | City of London | 21/00282/FULMAJ | 2021-11-29 | Yes | Yes | Yes | Yes
166 High Holborn | Camden | 2023/2510/P | 2023-06-14 | Yes | Yes | Yes | Yes
16A-18 West Central Street | Camden | 2023/2510/P | 2023-06-15 | Yes | Yes | Yes | Yes
175 Bishopsgate/Exchange Square | City of London | 21/00930/FULMAJ | 2021-09-24 | Yes | Yes | Yes | Yes
18 Blackfriars Road - Office Building | Southwark | 23/AP/1854 | 2023-06-23 | Yes | Yes | Yes | Yes
18 Blackfriars Road - Paris Building | Southwark | 23/AP/1854 | 2023-06-06 | Yes | Yes | Equivalent | Yes
18 Blackfriars Road - Stamford Building | Southwark | 23/AP/1854 | 2023-06-23 | Yes | Yes | Yes | Yes
181 Talgarth Road | Hammersmith & Fulham | 2021/03561/FUL | 2021-12-13 | Yes | Yes | Yes | Yes
18-20 Savile Row | Westminster | 22/03276/FULL | 2024-03-14 | Yes | Yes | Yes | Yes
19-35 Baker Street | Westminster | 16/11376/FULL 19/06767/FULL | 2019-08-23 | Yes | Partial | No | Yes
19-35 Sylvan Grove | Southwark | 23/AP/0582 | 2023-03-02 | Yes | Partial | No | Yes
2 Aldermanbury Square | City of London | 21/00116/FULMAJ | 2022-04-07 | Yes | Yes | Yes | Yes
2 Ruskin Square | Croydon | 11/00631/P |  | No | Partial | No | Yes
2 Trafalgar Way | Tower Hamlets | 20/01402/A2 |  | No | No | No | No
20 Giltspur Street | City of London | 22/00867/FULMAJ | 2022-08-11 | Yes | Yes | Yes | Yes
216-220 Blackfriars Road | Southwark | 20/AP/3250 | 2020-11-09 | No | No | No | Yes
2-3 Finsbury Avenue | City of London | 20/00869/FULEIA |  | No | No | No | Yes
25 Mandela Way | Southwark | 23/AP/0950 | 2023-03-30 | Yes | Yes | Equivalent | Yes
257-283 Ilderton Road | Southwark | 23/AP/1317 | 2023-04-28 | Yes | Yes | Yes | Yes
26 To 46 Lisson Grove | Westminster | 22/05145/FULL | 2022-07-04 | No | Yes | Yes | Yes
302-312 Stratford High Street | London Legacy Development Corporation | 22/00098/FUL | 2022-06-16 | Yes | Yes | Yes | Yes
330 Grays Inn Road | Camden | 2023/0904/P | 2023-02-28 | Yes | Yes | Equivalent | Yes
334-348 Oxford Street | Westminster | 21/05110/FULL | 2021-06-25 | No | Yes | Yes | Yes
38-42 Southwark Bridge Road | Southwark | 22/AP/4006 | 2022-10-18 | Yes | Yes | Yes | Yes
38-70 Baker Street | Westminster | 22/08200/FULL | 2022-11-24 | Yes | Yes | Yes | Yes
45 Hornsey Road | Islington | P2022/1943/FUL | 2022-04-28 | Yes | Yes | Equivalent | Yes
458 Oxford Street | Westminster | 21/04502/FULL | 2021-06-04 | Yes | Partial | Equivalent | Yes
47-50 Mark Lane | City of London | 22/01245/FULMAJ | 2022-12-09 | Yes | Yes | Yes | Yes
50 Fenchurch Street | City of London | 19/01307/FULEIA | 2023-04-04 | Yes | Partial | Equivalent | Yes
50 Finsbury Square | Islington | P2020/1877/FUL | 2022-04-06 | Yes | Partial | Equivalent | Yes
55 Bishopsgate | City of London | 22/00981/FULEIA | 2022-04-28 | Yes | Yes | Yes | Yes
55 Gracechurch Street | City of London | 20/00671/FULEIA | 2021-01-06 | Yes | No | No | Yes
61 - 65 Holborn Viaduct London EC1A 2FD | City of London | 21/00781/FULMAJ | 2021-09-06 | Yes | Yes | Yes | Yes
6-12 Verney Road | Southwark | 23/AP/0948 | 2023-03-30 | Yes | Yes | No | Yes
63 - 66 Coleman Street | City of London | 21/00694/FULMAJ | 2021-07-30 | Yes | Yes | Equivalent | Yes
63 New Bond Street | Westminster | 23/08027/FULL | 2023-11-15 | Yes | Yes | Yes | Yes
65 Gresham St | City of London | 22/00848/FULMAJ | 2022-08-24 | Yes | Yes | Yes | Yes
7 Brannan Street
7 Millbank | Westminster | 21/01508/FULL | 2021-02-22 | Yes | Yes | Yes | Yes
70 Gracechurch Street | City of London | 20/00671/FULEIA | 2020-10-01 | Yes | No | No | Yes
747-759 & 765-775 Old Kent Road
76-78 Upper Ground | Lambeth | 21/01142/FUL | 2021-03-23 | Yes | Partial | Yes | Yes
79-87 Westminster Bridge Road
8 - 12 New Bridge Street | City of London | 22/00622/FULMAJ | 2022-12-12 | Yes | Yes | Equivalent | Yes
8 Bishopsgate
80 Charlotte Street Gallery
80-85 Tottenham Court Road
81-103 King's Road
85 Gracechurch Street
88 Grays Inn Road | Camden | 2022/4259/P | 2022-09-29 | Yes | Yes | Yes | Yes
90 Whitfield
9-10 and 11 Angel Court | City of London | 22/00860/FULMAJ | 2022-08-01 | Yes | Yes | Yes | Yes
99 City Road
Apollo Business Centre, 158 Trundley's Road
Borough Triangle Site
Boundary House 7 - 17 Jewry Street London EC3N 2EX | City of London | 21/00826/FULMAJ | 2022-07-13 | Yes | Partial | Equivalent | Yes
British Library Extension | Camden | 2022/1041/P | 2023-01-20 | Yes | Yes | Yes | Yes
Burgess Industrial Park Parkhouse Street
Bury House - 31 Bury Street | City of London | 20/00848/FULEIA | 2020-09-30 | Yes | Yes | Yes | Yes
Buspace Studios
Canada Water Dockside Plot A1
Canada Water Dockside Plot A2
Castle & Fitzroy House 37 - 45 Paul Street
Church street residential development London | Westminster | 21/08160/COOUT | 2023-02-02 | Yes | Yes | Yes | Yes
Colechurch House
Cripplegate House 1 Golden Lane | City of London | 22/00202/FULMAJ | 2022-03-10 | Yes | Yes | Yes | Yes
Dyne House | Haringey | HGY/2023/0328 | 2022-12-20 | Yes | Yes | Yes | Yes
Edward Rudolph House, 69-85 Margery Street
Elephant And Castle Shopping Centre Site
Evelina Children's Hospital
Finsbury Dials Refurb 1
Former Blackfriars Crown Court | Southwark | 22/AP/1347 | 2022-05-03 | Yes | Yes | Yes | Yes
Friars Close
Friary Court 65 Crutched Friars | City of London | 22/00882/FULMAJ | 2023-02-14 | Yes | Yes | Yes | Yes
Gillingham House | Westminster | 23/01690/FULL | 2023-02-17 | Yes | Yes | Yes | Yes
Hyatt Place | Hillingdon | 2385/APP/2022/2952 | 2022-09-27 | Yes | Yes | Equivalent | Yes
IKEA Hammersmith
Island Site Woolwich | Greenwich | 22/3162/F | 2023-03-16 | Yes | Yes | Yes | Yes
ITV Vista
Jubilee House | London Legacy Development Corporation | 21/00483FUL | 2021-10-05 | Yes | No | No | Yes
JVC Business Park | Brent | 22/1849 | 2022-05-10 | Yes | Yes | Equivalent | Yes
Kensington Centre, 66 Hammersmith Road
King's Place (Land at Harper Street/Borough High Street)
Leconfield House | Westminster | 23/02111/FULL | 2023-08-24 | Yes | Yes | Yes | Yes
Liverpool Street Station | City of London | 23/00453/FULEIA | 2023-04-17 | Yes | Yes | Yes | Yes
Maclise Multi-Storey Car Park, Olympia
New City Court
Newcombe House
Peterborough Court
Plot H1 Elephant Park
Portland House | Westminster | 22/05428/FULL | 2022-07-29 | Yes | Partial | No | Yes
Post Building
Poultry Market And General Market And The Annexe Buildings West Smithfield | City of London | 19/01343/FULEIA | 2022-07-29 | Yes | Partial | Equivalent | Yes
Princes Court - 7 Prince's Street | City of London | 22/00158/FULMAJ | 2022-02-24 | Yes | No | No | Yes
Red Lion Court 46-48 Park Street
Royal Mint Court - Embassy House | Tower Hamlets | PA/21/01327/A1 | 2021-05-27 | Yes | Partial | No | Yes
Royal Mint Court – Johnson Smirke Building | Tower Hamlets | PA/21/01327/A1 | 2021-05-27 | Yes | Partial | No | Yes
Royal Mint Court - Seaman's Registry | Tower Hamlets | PA/21/01327/A1 | 2021-05-27 | Yes | Partial | No | Yes
Royal Mint Court – Cultural Exchange | Tower Hamlets | PA/21/01327/A1 | 2021-05-27 | Yes | Partial | No | Yes
Royal Street Plot C | Lambeth | 22/01206/EIAFUL | 2022-03-21 | Yes | Partial | Equivalent | Yes
Royal Street Plot D | Lambeth | 22/01206/EIAFUL | 2022-03-21 | Yes | Partial | Equivalent | Yes
Royal Street Plot E | Lambeth | 22/01206/EIAFUL | 2022-03-21 | Yes | Partial | Equivalent | Yes
Salisbury Square - Commercial Building | City of London | 20/00907/FULEIA | 2020-12-07 | Yes | Yes | Yes | Yes
Salisbury Square - Court Building | City of London | 20/00907/FULEIA | 2020-12-07 | Yes | Yes | Yes | Yes
Shepherd's Bush Market
Solomons Passage
South Kensington Underground Station
South Molton Triangle 40-46 Brook Street | Westminster | 22/04610/FULL | 2022-07-04 | Yes | Yes | Yes | Yes
South Molton Triangle North Block | Westminster | 22/04610/FULL | 2022-07-04 | Yes | Yes | Yes | Yes
South Molton Triangle Running Horse Pub | Westminster | 22/04610/FULL | 2022-07-04 | Yes | Yes | Yes | Yes
South Molton Triangle SMS and Browns | Westminster | 22/04610/FULL | 2022-07-04 | Yes | Yes | Yes | Yes
South Molton Triangle South Block | Westminster | 22/04610/FULL | 2022-07-04 | Yes | Yes | Yes | Yes
St James's Market Phase 2
Suthring House, 216-220 Blackfriars Road | Southwark | 20/AP/3250 | 2020-10-28 | Yes | No | No | Yes
Thavies Inn House - 3 - 4 Holborn Circus | City of London | 21/00885/FULMAJ | 2021-08-27 | Yes | Yes | Yes | Yes
The London Television Centre | Lambeth | 21/02668/EIAFUL
The Rex (Option 1) | Kingston | 21/02313/FUL | 2021-07-14 | Yes | No | No | Yes
The Yard Theatre | London Legacy Development Corporation | 23/00283/FUL | 2023-07-14 | Yes | No | No | Yes
TVC Plot D | Hammersmith & Fulham | 2016/04585/VAR | 2021-09-20
TVC Plot G1 | Hammersmith & Fulham | 2016/04585/VAR | 2023-01-10
Victoria House | Greenwich | 23/2747/F | 2023-08-04 | Yes | Yes | Yes | Yes
Vine Lane | Camden | 2023/2510/P | 2023-06-21 | Yes | Yes | Yes | Yes
Warnford Court | City of London | 23/00145/FULMAJ | 2023-07-27 | Yes | Yes | Yes | Yes
Waterloo Hub Hotel development - 54 Kennington Road | Lambeth | 21/02475/FUL | 2021-06-09 | Yes | Yes | Yes | Yes
Whitechapel Road Development, Plot B2 | Tower Hamlets | PA/21/02707/A1 | 2021-12-16 | Yes | Yes | Yes | Yes
Whitechapel Road Development, Plot B3 | Tower Hamlets | PA/21/02707/A1 | 2021-12-16 | Yes | Yes | Yes | Yes
Whitechapel Road Development, Plot C | Tower Hamlets | PA/21/02707/A1 | 2021-12-16 | Yes | Yes | Yes | Yes
Whitechapel Road Development, Plot D1 | Tower Hamlets | PA/21/02707/A1 | 2021-12-16 | Yes | Yes | Yes | Yes
Note on B5: Patrick Sullivan: No WLCA on planning portal (pre 2021)
Note on B8: Patrick Sullivan: No WLCA on planning portal (pre 2021) and no data found on Arup SharePoint so far
Note on I20: Patrick Sullivan: Included with 1 Museum St
Note on I21: Patrick Sullivan: Included with 1 Museum St
Note on H34: Patrick Sullivan: Screenshots of parts
Note on B35: Patrick Sullivan: Unclear where existing numbers have been sourced from. No breakdown in planning portal
Note on B44: Patrick Sullivan: Later revision of WLCA report has lower values, but does not have related WLCA template spreadsheet. First values used.
Note on B56: Patrick Sullivan: Main planning application in 2014 with no WLCA
Note on I68: Patrick Sullivan: Included in 100 Grays Inn Road
Note on B76: Patrick Sullivan: Several WLCAs in application. July 2022 template used for As1 and Feb 2022 template used for As2 (updated to July 2022 As1 values if no changes from Feb 2022 As1)
Note on B110: Patrick Sullivan: Planning application with documents not found. 2015/5946/P was found to be related but without docs. docum
Note on I140: Patrick Sullivan: Included with 1 Museum St

## LCA A-C breakdown
Site name | Assessment Type | A-C carbon emissions per GIA | Borough | Postcode | Planning reference number | Data source | Description | Submission date | Decision date | Final decision | Building typology | Change of use | Classification | Existing building construction date | Listed status | GIA existing | GIA new | GIA demolished | GIA % increase | GIA added new | Basement retention | Existing structural frame | New structural frame | Existing stability system | New stability system | Loading treatment | Existing storeys | New storeys | Above ground stories | Added stories (V) | Added stories (H) | Fire intervention | LCA author / Sustainability consultant | Structural engineer | MEP Engineer | Architect | LCA Software | Project Ref | %demolished | Class ref | Unique name
1 Appold Street | Assessment 1 - no decarbonisation | 858 | City of London | EC2M 2QT | 22/01200/FULMAJ | Planning Portal | Partial demolition of existing building. Retention and Refurbishment of existing structure - provide 14-storey. Retention of existing gym and swimming pool at basement level | 2022-12-12 |  | Pending | Office | Yes | Heavy Refurbishment | 1980s | Not listed | 28992 | 51869 | 12718 | 78.91% | 35595 | No new basement | Steel | Steel |  |  |  | 10 | 16 | 14 | 6 |  |  | Hilson Moran | AKT II | MTT | Piercy & Company | One Click LCA | Project 1 | 43.87% | 3 | 1 Appold StreetAssessment 1 - no decarbonisation
1 Appold Street | Assessment 2 - decarbonisation |  | City of London | EC2M 2QT | 22/01200/FULMAJ | Planning Portal | Partial demolition of existing building. Retention and Refurbishment of existing structure - provide 14-storey. Retention of existing gym and swimming pool at basement level | 2022-12-12 |  | Pending | Office | Yes | Heavy Refurbishment | 1980s | Not listed | 28992 | 51869 | 12718 | 78.91% | 35595 | No new basement | Steel | Steel |  |  |  | 10 | 16 | 14 | 6 |  |  | Hilson Moran | AKT II | MTT | Piercy & Company | One Click LCA | Project 1 | 43.87% | 3 | 1 Appold StreetAssessment 2 - decarbonisation
1 Exchange Square London | Assessment 1 - no decarbonisation | 2324 | City of London | EC2A 2JN | 21/00930/FULMAJ | Planning Portal | art demolition of the site for the refurbishment and Refurbishment to the existing facade facing onto Exchange square and upper levels; External alterations and improvements to facades facing onto Bishopsgate and at ground floor including new main entrance and new retail frontages; public realm improvements fronting Bishopsgate including new steps, seating and accessibility improvements; Increased height and widening of Exchange Arcade; creation of a new outdoor retail pavilion terrace to level 1; creation of west Refurbishment terraces; creation of wing Refurbishment terraces; provision of external terraces for occupants at levels 4, 8, 9, 10, 11, 12 and roof terrace on level 13; provision of cycle storage and other works incidental to the development (9,920 sq.m). | 2021-10-27 | 2023-06-14 | Granted | Office & Retail | No | Heavy Refurbishment | 1990s | Not listed | 49262 | 58903 | 0 | 19.57% | 9641 | No new basement | [5 empty] | 15 | 15 | 14 |  |  |  | Sweco | Heyne Tillet Steel | Sweco | Fletcher Priest Architects | One Click LCA | Project 2 | 0% | 3 | 1 Exchange Square LondonAssessment 1 - no decarbonisation
1 Exchange Square London | Assessment 2 - decarbonisation | 1279 | City of London | EC2A 2JN | 21/00930/FULMAJ | Planning Portal | art demolition of the site for the refurbishment and Refurbishment to the existing facade facing onto Exchange square and upper levels; External alterations and improvements to facades facing onto Bishopsgate and at ground floor including new main entrance and new retail frontages; public realm improvements fronting Bishopsgate including new steps, seating and accessibility improvements; Increased height and widening of Exchange Arcade; creation of a new outdoor retail pavilion terrace to level 1; creation of west Refurbishment terraces; creation of wing Refurbishment terraces; provision of external terraces for occupants at levels 4, 8, 9, 10, 11, 12 and roof terrace on level 13; provision of cycle storage and other works incidental to the development (9,920 sq.m). | 2021-10-27 | 2023-06-14 | Granted | Office & Retail | No | Heavy Refurbishment | 1990s | Not listed | 49262 | 58903 | 0 | 19.57% | 9641 | No new basement | [5 empty] | 15 | 15 | 14 |  |  |  | Sweco | Heyne Tillet Steel | Sweco | Fletcher Priest Architects | One Click LCA | Project 2 | 0% | 3 | 1 Exchange Square LondonAssessment 2 - decarbonisation
1 Museum Street | Assessment 1 - no decarbonisation | 1798 | Camden | WC1A 1JR | 2023/2510/P | Planning Portal | Redevelopment of Selkirk House, 166 High Holborn and 1 Museum Street following the substantial demolition of the existing NCP car park and former Travelodge Hotel to provide a mixed-use scheme, providing office, residential, and town centre uses at ground floor level. Works of part-demolition and refurbishment to 10-12 Museum Street, 35-41 New Oxford Street, and 16A-18 West Central Street to provide further town centre ground floor uses and residential floorspace, including affordable housing provision. Provision of new public realm including a new pedestrian route through the site to link West Central Street with High Holborn. Relocation of cycle hire docking stations on High Holborn. | 2023-06-27 |  | Pending | Office & Retail | Yes | New Build | 1960s | Not listed | 18841 | 24791 | 18841 | 31.58% | 24791 | New and retained basement | Reinforced Concrete | Reinforced Concrete |  |  |  | 17 | 19 | 17 | 2 |  |  | Scotch Partners | Heyne Tillet Steel | Scotch Partners | DSDHA | One Click LCA | Project 4 | 100% | 1 | 1 Museum StreetAssessment 1 - no decarbonisation
1 Museum Street | Assessment 2 - decarbonisation |  | Camden | WC1A 1JR | 2023/2510/P | Planning Portal | Redevelopment of Selkirk House, 166 High Holborn and 1 Museum Street following the substantial demolition of the existing NCP car park and former Travelodge Hotel to provide a mixed-use scheme, providing office, residential, and town centre uses at ground floor level. Works of part-demolition and refurbishment to 10-12 Museum Street, 35-41 New Oxford Street, and 16A-18 West Central Street to provide further town centre ground floor uses and residential floorspace, including affordable housing provision. Provision of new public realm including a new pedestrian route through the site to link West Central Street with High Holborn. Relocation of cycle hire docking stations on High Holborn. | 2023-06-27 |  | Pending | Office & Retail | Yes | New Build | 1960s | Not listed | 18841 | 24791 | 18841 | 31.58% | 24791 | New and retained basement | Reinforced Concrete | Reinforced Concrete |  |  |  | 17 | 19 | 17 | 2 |  |  | Scotch Partners | Heyne Tillet Steel | Scotch Partners | DSDHA | One Click LCA | Project 4 | 100% | 1 | 1 Museum StreetAssessment 2 - decarbonisation
1 Southwark Bridge Road | Assessment 1 - no decarbonisation | 2692 | Southwark | EC4R 1QS | 21/AP/0599 | Planning Portal | Exising building enhanced and re-clad. Façade and roof coverings replaced, additional storey at roof level, infill Refurbishments | 2021-02-22 | 2022-07-13 | Granted | Office | No | Light Refurbishment | 1980s | Not listed | 18636 | 21363 | 0 | 14.63% | 2727 | No new basement | Reinforced Concrete |  |  |  |  | 7 | 8 | 8 | 1 |  |  | Hurley Palmer Flatt | Webb Yates | Hurley Palmer Flatt | BDG architecture + design | One Click LCA | Project 5 | 0% | 4 | 1 Southwark Bridge RoadAssessment 1 - no decarbonisation
1 Southwark Bridge Road | Assessment 2 - decarbonisation | 1100 | Southwark | EC4R 1QS | 21/AP/0599 | Planning Portal | Exising building enhanced and re-clad. Façade and roof coverings replaced, additional storey at roof level, infill Refurbishments | 2021-02-22 | 2022-07-13 | Granted | Office | No | Light Refurbishment | 1980s | Not listed | 18636 | 21363 | 0 | 14.63% | 2727 | No new basement | Reinforced Concrete |  |  |  |  | 7 | 8 | 8 | 1 |  |  | Hurley Palmer Flatt | Webb Yates | Hurley Palmer Flatt | BDG architecture + design | One Click LCA | Project 5 | 0% | 4 | 1 Southwark Bridge RoadAssessment 2 - decarbonisation
100 And 108 Fetter Lane | Assessment 1 - no decarbonisation | 1792 | City of London | EC4A 1ES | 21/00534/FULMAJ | Planning Portal | Demolition of 100 Fetter Lane and construction of a new building for office use (Class E) and a flexible commercial unit (Class E(a)(b)(c)(d)), comprising a basement level, ground, mezzanine and 12 upper storeys plus roof plant level, creation of a new pedestrian route and pocket square at ground level, ancillary cycle parking, servicing, plant and enabling works. | 2021-06-18 | 2021-09-29 | Granted | Office | No | New Build | 1950s | Not listed | 6392 | 13553 | 6392 | 112% | 13553 | New | Steel | Reinforced Concrete |  |  |  | 9 | 14 | 13 | 5 |  |  | Waterman Group | Waterman Group | Waterman Group | Fletcher Priest Architects | One Click LCA | Project 8 | 100% | 1 | 100 And 108 Fetter LaneAssessment 1 - no decarbonisation
100 And 108 Fetter Lane | Assessment 2 - decarbonisation | 1228 | City of London | EC4A 1ES | 21/00534/FULMAJ | Planning Portal | Demolition of 100 Fetter Lane and construction of a new building for office use (Class E) and a flexible commercial unit (Class E(a)(b)(c)(d)), comprising a basement level, ground, mezzanine and 12 upper storeys plus roof plant level, creation of a new pedestrian route and pocket square at ground level, ancillary cycle parking, servicing, plant and enabling works. | 2021-06-18 | 2021-09-29 | Granted | Office | No | New Build | 1950s | Not listed | 6392 | 13553 | 6392 | 112% | 13553 | New | Steel | Reinforced Concrete |  |  |  | 9 | 14 | 13 | 5 |  |  | Waterman Group | Waterman Group | Waterman Group | Fletcher Priest Architects | One Click LCA | Project 8 | 100% | 1 | 100 And 108 Fetter LaneAssessment 2 - decarbonisation
100 Grays Inn Road | Assessment 1 - no decarbonisation | 1653 | Camden | WC1X 8AL | 2022/4259/P | Planning Portal | Demolition of 100 Gray’s Inn Road and 127 Clerkenwell Road and the erection of a mixed-use office led (Class E) development comprising a basement, ground plus eight storey building for flexible retail / restaurant / office uses at ground floor and basement (Class E), basement excavation, provision of roof terraces, external plant equipment and enclosures, servicing bay, waste storage, cycle parking, public realm works; partial demolition and Refurbishment of 88 Gray’s Inn Road for use of the upper floors for housing (Class C3) and ground floor as offices (Class E) with associated external alterations and associated works. | 2022-10-11 |  | Pending | Office & Retail | Yes | Substructure and/or Façade Retained | 1960s | Not listed | 7893 | 12747 | 7893 | 61.5% | 12747 | No new basement | Reinforced Concrete | Timber |  |  |  | 9 | 12 | 11 | 3 |  |  | Max Fordham | Heyne Tillet Steel | Max Fordham | Piercy & Company | One Click LCA | Project 9 | 100% | 2 | 100 Grays Inn RoadAssessment 1 - no decarbonisation
100 Grays Inn Road | Assessment 2 - decarbonisation |  | Camden | WC1X 8AL | 2022/4259/P | Planning Portal | Demolition of 100 Gray’s Inn Road and 127 Clerkenwell Road and the erection of a mixed-use office led (Class E) development comprising a basement, ground plus eight storey building for flexible retail / restaurant / office uses at ground floor and basement (Class E), basement excavation, provision of roof terraces, external plant equipment and enclosures, servicing bay, waste storage, cycle parking, public realm works; partial demolition and Refurbishment of 88 Gray’s Inn Road for use of the upper floors for housing (Class C3) and ground floor as offices (Class E) with associated external alterations and associated works. | 2022-10-11 |  | Pending | Office & Retail | Yes | Substructure and/or Façade Retained | 1960s | Not listed | 7893 | 12747 | 7893 | 61.5% | 12747 | No new basement | Reinforced Concrete | Timber |  |  |  | 9 | 12 | 11 | 3 |  |  | Max Fordham | Heyne Tillet Steel | Max Fordham | Piercy & Company | One Click LCA | Project 9 | 100% | 2 | 100 Grays Inn RoadAssessment 2 - decarbonisation
101 Whitechapel High Street | Assessment 1 - no decarbonisation | 2446 | Tower Hamlets | E1 7RA | PA/20/02726/R | Planning Portal | Demolition of 101 Whitechapel High Street, 2 ? 6 Commercial Street and the western annex of the Canon Barnett Primary School; partial demolition and partial retention of 102 - 105 Whitechapel High Street (with internal alterations); and redevelopment to provide a building ranging from ground plus 4-14 storeys, comprising office and retail (Class E); relocation and expansion of the existing school playground; associated cycle parking, hard and soft landscaping another associated works. | 2021-01-12 | 2022-02-22 | Not granted | Office | Yes | Heavy Refurbishment | 1900s | Not listed | 7366 | 40772 | 4693 | 453.5% | 38099 | New | [5 empty] | 5 | 18 | 15 | 13 |  |  | Buro Happold | Buro Happold | Buro Happold | Foster + Partners | One Click LCA | Project 11 | 63.71% | 3 | 101 Whitechapel High StreetAssessment 1 - no decarbonisation
101 Whitechapel High Street | Assessment 2 - decarbonisation | 1727 | Tower Hamlets | E1 7RA | PA/20/02726/R | Planning Portal | Demolition of 101 Whitechapel High Street, 2 ? 6 Commercial Street and the western annex of the Canon Barnett Primary School; partial demolition and partial retention of 102 - 105 Whitechapel High Street (with internal alterations); and redevelopment to provide a building ranging from ground plus 4-14 storeys, comprising office and retail (Class E); relocation and expansion of the existing school playground; associated cycle parking, hard and soft landscaping another associated works. | 2021-01-12 | 2022-02-22 | Not granted | Office | Yes | Heavy Refurbishment | 1900s | Not listed | 7366 | 40772 | 4693 | 453.5% | 38099 | New | [5 empty] | 5 | 18 | 15 | 13 |  |  | Buro Happold | Buro Happold | Buro Happold | Foster + Partners | One Click LCA | Project 11 | 63.71% | 3 | 101 Whitechapel High StreetAssessment 2 - decarbonisation
115 - 123 Houndsditch | Assessment 1 - no decarbonisation | 1489 | City of London | EC3A 7BR | 21/00622/FULEIA | Planning Portal | Demolition of existing buildings and construction of a new building comprising four basement levels (plus one basement mezzanine), ground floor plus 23 upper storeys, including office use (Class E), flexible retail / cafe use (Class E); community space (Sui Generis), ancillary basement cycle parking, servicing and plant; new public realm and highway works; and other works associated with the development. ¦ 115 - 123 Houndsditch London EC3A 7BU | 2021-07-19 | 2022-02-01 | Granted | Office & Retail | No | New Build | 1980s | Not listed | 14326 | 66881 | 14326 | 366.9% | 66881 | New | [5 empty] | 7 | 28 | 24 | 22 |  |  | Atelier Ten | AKT II | Norman, Disney & Young | Allford Hall Monaghan Morris | One Click LCA | Project 12 | 100% | 1 | 115 - 123 HoundsditchAssessment 1 - no decarbonisation
115 - 123 Houndsditch | Assessment 2 - decarbonisation |  | City of London | EC3A 7BR | 21/00622/FULEIA | Planning Portal | Demolition of existing buildings and construction of a new building comprising four basement levels (plus one basement mezzanine), ground floor plus 23 upper storeys, including office use (Class E), flexible retail / cafe use (Class E); community space (Sui Generis), ancillary basement cycle parking, servicing and plant; new public realm and highway works; and other works associated with the development. ¦ 115 - 123 Houndsditch London EC3A 7BU | 2021-07-19 | 2022-02-01 | Granted | Office & Retail | No | New Build | 1980s | Not listed | 14326 | 66881 | 14326 | 366.9% | 66881 | New | [5 empty] | 7 | 28 | 24 | 22 |  |  | Atelier Ten | AKT II | Norman, Disney & Young | Allford Hall Monaghan Morris | One Click LCA | Project 12 | 100% | 1 | 115 - 123 HoundsditchAssessment 2 - decarbonisation
120 Fleet Street | Assessment 1 - no decarbonisation | 2074 | City of London | EC4A 2BE | 21/00538/FULEIA | Planning Portal | Demolition of existing River Court building, part demolition of basement and foundations, erection of new building with 2 basement levels and ground floor plus 20-storeys. Change of use of Daily Express Building alterations/refurbishment to listed building. | 2021-10-26 | 2021-10-26 |  | Office | Yes | Heavy Refurbishment | 1930s | Grade II* | 58818 | 74065.1667 | 54427.1667 | 25.92% | 69674.3333 | New and retained basement | Reinforced Concrete | Steel |  |  | Minimal intervention | 7 | 23 | 21 | 1 | 21 |  | chapmanbdsp | AKT II | chapmanbdsp | Bjarke Ingels Group | One Click LCA | Project 13 | 92.53% | 3 | 120 Fleet StreetAssessment 1 - no decarbonisation
120 Fleet Street | Assessment 2 - decarbonisation | 1096 | City of London | EC4A 2BE | 21/00538/FULEIA | Planning Portal | Demolition of existing River Court building, part demolition of basement and foundations, erection of new building with 2 basement levels and ground floor plus 20-storeys. Change of use of Daily Express Building alterations/refurbishment to listed building. | 2021-10-26 | 2021-10-26 |  | Office | Yes | Heavy Refurbishment | 1930s | Grade II* | 58818 | 74065.1667 | 54427.1667 | 25.92% | 69674.3333 | New and retained basement | Reinforced Concrete | Steel |  |  | Minimal intervention | 7 | 23 | 21 | 1 | 21 |  | chapmanbdsp | AKT II | chapmanbdsp | Bjarke Ingels Group | One Click LCA | Project 13 | 92.53% | 3 | 120 Fleet StreetAssessment 2 - decarbonisation
14-21 Holborn Viaduct | Assessment 1 - no decarbonisation | 2188 | City of London | EC1A 2DE | 21/00755/FULMAJ | Planning Portal | Demolition of existing buildings at 14-21 Holborn Viaduct, 34-35 and 32-33A Farringdon Street, and construction of a new building arranged over 2 basement levels, ground and 10 upper floors to Holborn Viaduct and 12 upper floors to Farringdon Street to provide a new Commercial, Business and Service (Class E) building; new publicly accessible lift to provide step-free access between Holborn Viaduct and Farringdon Street; hard and soft landscaping works and other works incidental to the development. | 2021-09-03 | 2022-02-07 | Granted | Office & Retail | No | Substructure and/or Façade Retained | 1920s | Not listed | 16944 | 35948 |  | 112.2% | 19004 | [6 empty] | 11 | 15 | 13 | 4 |  |  | Hilson Moran | Heyne Tillet Steel | Hilson Moran | PLP Architecture | eTool LCD | Project 14 | 0% | 2 | 14-21 Holborn ViaductAssessment 1 - no decarbonisation
14-21 Holborn Viaduct | Assessment 2 - decarbonisation | 1768 | City of London | EC1A 2DE | 21/00755/FULMAJ | Planning Portal | Demolition of existing buildings at 14-21 Holborn Viaduct, 34-35 and 32-33A Farringdon Street, and construction of a new building arranged over 2 basement levels, ground and 10 upper floors to Holborn Viaduct and 12 upper floors to Farringdon Street to provide a new Commercial, Business and Service (Class E) building; new publicly accessible lift to provide step-free access between Holborn Viaduct and Farringdon Street; hard and soft landscaping works and other works incidental to the development. | 2021-09-03 | 2022-02-07 | Granted | Office & Retail | No | Substructure and/or Façade Retained | 1920s | Not listed | 16944 | 35948 |  | 112.2% | 19004 | [6 empty] | 11 | 15 | 13 | 4 |  |  | Hilson Moran | Heyne Tillet Steel | Hilson Moran | PLP Architecture | eTool LCD | Project 14 | 0% | 2 | 14-21 Holborn ViaductAssessment 2 - decarbonisation
1-5 Lower Marsh | Assessment 1 - no decarbonisation | 1424 | Lambeth | SE1 7NT | 23/00357/FUL | Planning Portal | 2 storeys added supported by existing structure's 4th floor slab, small area of 5th floor slab demolished and replaced, small ground floor Refurbishment, façade alterations | 2023-02-02 |  | Pending | Office | No | Heavy Refurbishment | 1990s | Not listed | 4927 | 6294 | 132 | 27.75% | 1499 | No new basement | Reinforced Concrete |  | RC Cores / shear walls |  |  | 6 | 8 | 7 | 2 |  |  | Sweco | Davis Maguire | Sweco | Fathom | One Click LCA | Project 15 | 2.679% | 3 | 1-5 Lower Marsh Assessment 1 - no decarbonisation
1-5 Lower Marsh | Assessment 2 - decarbonisation |  | Lambeth | SE1 7NT | 23/00357/FUL | Planning Portal | 2 storeys added supported by existing structure's 4th floor slab, small area of 5th floor slab demolished and replaced, small ground floor Refurbishment, façade alterations | 2023-02-02 |  | Pending | Office | No | Heavy Refurbishment | 1990s | Not listed | 4927 | 6294 | 132 | 27.75% | 1499 | No new basement | Reinforced Concrete |  | RC Cores / shear walls |  |  | 6 | 8 | 7 | 2 |  |  | Sweco | Davis Maguire | Sweco | Fathom | One Click LCA | Project 15 | 2.679% | 3 | 1-5 Lower Marsh Assessment 2 - decarbonisation
15 Minories, 57-60 & 62 Aldgate High Street And 1 Little Somerset Street | Assessment 1 - no decarbonisation | 3617 | City of London | EC3N 1BJ | 16/00406/FULMAJ | Planning Portal | Demolition of existing buildings and erection of a mixed use building with 3 basement levels | 2016-04-15 |  | Pending | Office | No | New Build | 1970s | Not listed | 20231 | 32613 | 20231 | 61.2% | 32613 | New | [6 empty] | 14 | 13 |  |  |  | Hoare Lea | WSP | Hoare Lea | ACME | One Click LCA | Project 16 | 100% | 1 | 15 Minories, 57-60 & 62 Aldgate High Street And 1 Little Somerset StreetAssessment 1 - no decarbonisation
15 Minories, 57-60 & 62 Aldgate High Street And 1 Little Somerset Street | Assessment 2 - decarbonisation | 1939 | City of London | EC3N 1BJ | 16/00406/FULMAJ | Planning Portal | Demolition of existing buildings and erection of a mixed use building with 3 basement levels | 2016-04-15 |  | Pending | Office | No | New Build | 1970s | Not listed | 20231 | 32613 | 20231 | 61.2% | 32613 | New | [6 empty] | 14 | 13 |  |  |  | Hoare Lea | WSP | Hoare Lea | ACME | One Click LCA | Project 16 | 100% | 1 | 15 Minories, 57-60 & 62 Aldgate High Street And 1 Little Somerset StreetAssessment 2 - decarbonisation
15-17 Eldon Street | Assessment 1 - no decarbonisation | 1971 | City of London | EC2M 7LD | 21/00282/FULMAJ | Planning Portal | Demolition of 5th floor level and Eldon Street facade. Refurbishment and refurbishment of the existing Class E use building to provide a replacement 5th floor level, additional 6th, 7th and 8th floor levels and new facade to Eldon Street. I | 2021-04-09 | 2023-02-14 | Granted | Office | No | Heavy Refurbishment | 1980s | Not listed | 4161 | 5890 | 1009 | 41.55% | 2738 | No new basement | Reinforced Concrete | Steel | RC Cores / shear walls | RC Cores / shear walls | Load balancing at all levels | 7 | 11 | 9 | 4 |  |  | Verte | Frankham Consultancy Group | Butler and Young Associates | Gort Scott |  | Project 17 | 24.25% | 3 | 15-17 Eldon StreetAssessment 1 - no decarbonisation
15-17 Eldon Street | Assessment 2 - decarbonisation | 1925 | City of London | EC2M 7LD | 21/00282/FULMAJ | Planning Portal | Demolition of 5th floor level and Eldon Street facade. Refurbishment and refurbishment of the existing Class E use building to provide a replacement 5th floor level, additional 6th, 7th and 8th floor levels and new facade to Eldon Street. I | 2021-04-09 | 2023-02-14 | Granted | Office | No | Heavy Refurbishment | 1980s | Not listed | 4161 | 5890 | 1009 | 41.55% | 2738 | No new basement | Reinforced Concrete | Steel | RC Cores / shear walls | RC Cores / shear walls | Load balancing at all levels | 7 | 11 | 9 | 4 |  |  | Verte | Frankham Consultancy Group | Butler and Young Associates | Gort Scott |  | Project 17 | 24.25% | 3 | 15-17 Eldon StreetAssessment 2 - decarbonisation
166 High Holborn | Assessment 1 - no decarbonisation | 1691 | Camden | WC1V 6PB | 2023/2510/P | Planning Portal | Redevelopment of Selkirk House, 166 High Holborn and 1 Museum Street following the substantial demolition of the existing NCP car park and former Travelodge Hotel to provide a mixed-use scheme, providing office, residential, and town centre uses at ground floor level. Works of part-demolition and refurbishment to 10-12 Museum Street, 35-41 New Oxford Street, and 16A-18 West Central Street to provide further town centre ground floor uses and residential floorspace, including affordable housing provision. Provision of new public realm including a new pedestrian route through the site to link West Central Street with High Holborn. Relocation of cycle hire docking stations on High Holborn. | 2023-06-27 |  | Pending | Commercial & Residential |  | New Build |  |  | 0 | 493 | 0 |  | 493 | [7 empty] | 6 | 6 |  |  |  | Scotch Partners | Arup |  |  |  | Project 18 | 100% | 1 | 166 High HolbornAssessment 1 - no decarbonisation
166 High Holborn | Assessment 2 - decarbonisation |  | Camden | WC1V 6PB | 2023/2510/P | Planning Portal | Redevelopment of Selkirk House, 166 High Holborn and 1 Museum Street following the substantial demolition of the existing NCP car park and former Travelodge Hotel to provide a mixed-use scheme, providing office, residential, and town centre uses at ground floor level. Works of part-demolition and refurbishment to 10-12 Museum Street, 35-41 New Oxford Street, and 16A-18 West Central Street to provide further town centre ground floor uses and residential floorspace, including affordable housing provision. Provision of new public realm including a new pedestrian route through the site to link West Central Street with High Holborn. Relocation of cycle hire docking stations on High Holborn. | 2023-06-27 |  | Pending | Commercial & Residential |  | New Build |  |  | 0 | 493 | 0 |  | 493 | [7 empty] | 6 | 6 |  |  |  | Scotch Partners | Arup |  |  |  | Project 18 | 100% | 1 | 166 High HolbornAssessment 2 - decarbonisation
16A-18 West Central Street | Assessment 1 - no decarbonisation | 1612 | Camden | WC1A 1JJ | 2023/2510/P | Planning Portal | Demolition of the existing building to leave just the basement walls and slab (existing retaining walls to be temporary propped prior to demolishing the ground floor); and Provide a new build concrete framed residential block with commercial at ground floor and plant space within the existing basement. | 2023-06-27 |  | Pending | Residential (inc. student accomodation) | Yes | Substructure and/or Façade Retained | 1900s | Not listed | 2712 | 3247 | 1718 | 19.73% | 2253 | No new basement | Brickwork and timber | Reinforced Concrete | None |  |  | 3 | 6 | 6 | 3 |  |  | Scotch Partners | Heyne Tillet Steel | Scotch Partners | DSDHA |  | Project 19 | 63.35% | 2 | 16A-18 West Central StreetAssessment 1 - no decarbonisation
16A-18 West Central Street | Assessment 2 - decarbonisation |  | Camden | WC1A 1JJ | 2023/2510/P | Planning Portal | Demolition of the existing building to leave just the basement walls and slab (existing retaining walls to be temporary propped prior to demolishing the ground floor); and Provide a new build concrete framed residential block with commercial at ground floor and plant space within the existing basement. | 2023-06-27 |  | Pending | Residential (inc. student accomodation) | Yes | Substructure and/or Façade Retained | 1900s | Not listed | 2712 | 3247 | 1718 | 19.73% | 2253 | No new basement | Brickwork and timber | Reinforced Concrete | None |  |  | 3 | 6 | 6 | 3 |  |  | Scotch Partners | Heyne Tillet Steel | Scotch Partners | DSDHA |  | Project 19 | 63.35% | 2 | 16A-18 West Central StreetAssessment 2 - decarbonisation
175 Bishopsgate/Exchange Square | Assessment 1 - no decarbonisation | 2324 | City of London | EC2M 3WA | 21/00930/FULMAJ | Planning Portal | Part demolition, Refurbishment to existing façade facing onto square and upper levels. Increase height and widen Arcade. Creation of Refurbishment terraces | 2022-04-04 | 2023-06-14 | Granted | Office & Retail | No | Light Refurbishment | 1980s | Not listed | 55000 | 58903 | 5500 | 7.096% | 9403 | No new basement | Reinforced Concrete | Steel |  |  | Minimal intervention | 12 | 12 | 12 |  |  |  | Sweco |  |  | Fletcher Priest Architects |  | Project 20 | 10% | 4 | 175 Bishopsgate/Exchange SquareAssessment 1 - no decarbonisation
175 Bishopsgate/Exchange Square | Assessment 2 - decarbonisation | 1279 | City of London | EC2M 3WA | 21/00930/FULMAJ | Planning Portal | Part demolition, Refurbishment to existing façade facing onto square and upper levels. Increase height and widen Arcade. Creation of Refurbishment terraces | 2022-04-04 | 2023-06-14 | Granted | Office & Retail | No | Light Refurbishment | 1980s | Not listed | 55000 | 58903 | 5500 | 7.096% | 9403 | No new basement | Reinforced Concrete | Steel |  |  | Minimal intervention | 12 | 12 | 12 |  |  |  | Sweco |  |  | Fletcher Priest Architects |  | Project 20 | 10% | 4 | 175 Bishopsgate/Exchange SquareAssessment 2 - decarbonisation
18 Blackfriars Road - Office Building | Assessment 1 - no decarbonisation | 1785 | Southwark | SE1 9JU | 23/AP/1854 | Planning Portal | 45-storey building above podium. Improvements to existing public house | 2023-07-05 |  |  | Office |  | New Build |  |  |  | 116381 |  |  | 116381 | [7 empty] | 48 | 48 |  |  |  | Arup |  |  |  |  | Project 21 | 100% | 1 | 18 Blackfriars Road - Office BuildingAssessment 1 - no decarbonisation
18 Blackfriars Road - Office Building | Assessment 2 - decarbonisation |  | Southwark | SE1 9JU | 23/AP/1854 | Planning Portal | 45-storey building above podium. Improvements to existing public house | 2023-07-05 |  |  | Office |  | New Build |  |  |  | 116381 |  |  | 116381 | [7 empty] | 48 | 48 |  |  |  | Arup |  |  |  |  | Project 21 | 100% | 1 | 18 Blackfriars Road - Office BuildingAssessment 2 - decarbonisation
18 Blackfriars Road - Paris Building | Assessment 1 - no decarbonisation | 2095 | Southwark | SE1 9JU | 23/AP/1854 | Planning Portal | 22 storey building above podium comprising of affordable residential accommodation. |  |  |  | Residential (inc. student accomodation) |  | New Build |  |  |  | 19384 |  |  | 19384 | [7 empty] | 25 | 25 |  |  |  | Arup |  |  |  |  | Project 22 | 100% | 1 | 18 Blackfriars Road - Paris BuildingAssessment 1 - no decarbonisation
18 Blackfriars Road - Paris Building | Assessment 2 - decarbonisation |  | Southwark | SE1 9JU | 23/AP/1854 | Planning Portal | 22 storey building above podium comprising of affordable residential accommodation. |  |  |  | Residential (inc. student accomodation) |  | New Build |  |  |  | 19384 |  |  | 19384 | [7 empty] | 25 | 25 |  |  |  | Arup |  |  |  |  | Project 22 | 100% | 1 | 18 Blackfriars Road - Paris BuildingAssessment 2 - decarbonisation
18 Blackfriars Road - Stamford Building | Assessment 1 - no decarbonisation | 2178 | Southwark | SE1 9JU | 23/AP/1854 | Planning Portal | Erection of ground plus 3-storey podium (retail, leisure), 2 basement levels. 2 residential buildings of 22 and 40 storeys above podium. | 2023-07-04 |  |  | Residential (inc. student accomodation) |  | New Build |  |  |  | 39578 |  |  | 39578 | [7 empty] | 42 | 40 |  |  |  | Arup |  |  |  |  | Project 23 | 100% | 1 | 18 Blackfriars Road - Stamford BuildingAssessment 1 - no decarbonisation
18 Blackfriars Road - Stamford Building | Assessment 2 - decarbonisation |  | Southwark | SE1 9JU | 23/AP/1854 | Planning Portal | Erection of ground plus 3-storey podium (retail, leisure), 2 basement levels. 2 residential buildings of 22 and 40 storeys above podium. | 2023-07-04 |  |  | Residential (inc. student accomodation) |  | New Build |  |  |  | 39578 |  |  | 39578 | [7 empty] | 42 | 40 |  |  |  | Arup |  |  |  |  | Project 23 | 100% | 1 | 18 Blackfriars Road - Stamford BuildingAssessment 2 - decarbonisation
181 Talgarth Road | Assessment 1 - no decarbonisation | 1807 | Hammersmith and Fulham | W6 8DN | 2021/03561/FUL | Planning Portal | Currently clear site, erection of two buildings | 2021-11-04 | 2022-08-11 |  | Residential (inc. student accomodation) |  | New Build |  |  |  | 16943 |  |  | 16943 | [7 empty] | 16 | 16 |  |  |  | Stroma |  |  |  |  | Project 24 | 100% | 1 | 181 Talgarth RoadAssessment 1 - no decarbonisation
181 Talgarth Road | Assessment 2 - decarbonisation | 963 | Hammersmith and Fulham | W6 8DN | 2021/03561/FUL | Planning Portal | Currently clear site, erection of two buildings | 2021-11-04 | 2022-08-11 |  | Residential (inc. student accomodation) |  | New Build |  |  |  | 16943 |  |  | 16943 | [7 empty] | 16 | 16 |  |  |  | Stroma |  |  |  |  | Project 24 | 100% | 1 | 181 Talgarth RoadAssessment 2 - decarbonisation
18-20 Savile Row | Assessment 1 - no decarbonisation | 1440 | Westminster | W1S 3PW | 22/03276/FULL | Planning Portal | Demolition of all existing buildings, excavation to deepen existing basement, and redevelopment to provide an eight storey building plus one storey basement comprising flexible retail (Class E(a)) and/or restaurant (Class E(b)) floorspace and tailoring floorspace (Class E(a), Class E(g)(ii) & Class E(g)(iii)) at part ground floor; and office floorspace (Class E(g)(i)) at part ground and on all upper floors; external terraces and associated hard and soft landscaping; cycle parking; replacement of commemorative plaque and other associated works. ¦ Development Site At 18 - 20 Savile Row London | 2022-05-16 | 2024-03-02 | Not granted | Office & Retail | No | New Build | 1950s | Not listed | 7684 | 8724 | 7684 | 13.53% | 8724 | New and retained basement | Reinforced Concrete | Steel | RC Cores / shear walls | RC Cores / shear walls |  | 9 | 9 | 8 | 8 |  |  | Norman, Disney & Young | Elliot Wood | Norman, Disney & Young | Fathom | One Click LCA |  | 100% | 1 | 18-20 Savile RowAssessment 1 - no decarbonisation
18-20 Savile Row | Assessment 2 - decarbonisation |  | Westminster | W1S 3PW | 22/03276/FULL | Planning Portal | Demolition of all existing buildings, excavation to deepen existing basement, and redevelopment to provide an eight storey building plus one storey basement comprising flexible retail (Class E(a)) and/or restaurant (Class E(b)) floorspace and tailoring floorspace (Class E(a), Class E(g)(ii) & Class E(g)(iii)) at part ground floor; and office floorspace (Class E(g)(i)) at part ground and on all upper floors; external terraces and associated hard and soft landscaping; cycle parking; replacement of commemorative plaque and other associated works. ¦ Development Site At 18 - 20 Savile Row London | 2022-05-16 | 2024-03-02 | Not granted | Office & Retail | No | New Build | 1950s | Not listed | 7684 | 8724 | 7684 | 13.53% | 8724 | New and retained basement | Reinforced Concrete | Steel | RC Cores / shear walls | RC Cores / shear walls |  | 9 | 9 | 8 | 8 |  |  | Norman, Disney & Young | Elliot Wood | Norman, Disney & Young | Fathom | One Click LCA |  | 100% | 1 | 18-20 Savile RowAssessment 2 - decarbonisation
19-35 Baker Street | Assessment 1 - no decarbonisation | 1095 | Westminster | W1U 6DD | 16/11376/FULL | Planning Portal | Demolition of the existing buildings at 19-35 Baker Street, 88-110 George Street, 69-71 Blandford Street and redevelopment to create a mixed use scheme providing offices (Class B1), retail (Class A1 and flexible Class A1/A3 units) and up to 51 residential units (Class C3) within a new ground plus nine storey building (and an enclosed plant area) on Baker Street; a new stepped ground plus four to ground plus six storey building on George Street; refurbishment, Refurbishment and the change of use of the first floor from office to residential at 30 Gloucester Place; creation of a single storey basement level linking the Baker Street and George Street buildings to provide car and cycle parking, refuse and servicing; creation of a new central, publically accessible courtyard; removal of 5 trees and replacement trees across the site, a new publically accessible route at ground level connecting Baker Street and Gloucester Place; associated plant, landscaping, replacement pavements in part and other associated works. (Linked application 16/11377/LBC) (Revised scheme i. Stepping back at level 8 and above to Baker Street building. ii. Details of buidling line of Baker Street building. iii. Details of servicing arrangements. iv. Details of distribution of Class A1 and A3 uses within the scheme) | 2016-11-29 | 2019-03-27 | Granted | Office, Retail & Residential |  | New Build | 1970s |  | 20087 | 49561 |  | 146.7% | 29474 | New | [6 empty] | 10 | 9 |  |  |  | Arup | AKT II | Arup | Hopkins Architects |  | Project 25 | 100% | 1 | 19-35 Baker StreetAssessment 1 - no decarbonisation
19-35 Baker Street | Assessment 2 - decarbonisation |  | Westminster | W1U 6DD | 16/11376/FULL | Planning Portal | Demolition of the existing buildings at 19-35 Baker Street, 88-110 George Street, 69-71 Blandford Street and redevelopment to create a mixed use scheme providing offices (Class B1), retail (Class A1 and flexible Class A1/A3 units) and up to 51 residential units (Class C3) within a new ground plus nine storey building (and an enclosed plant area) on Baker Street; a new stepped ground plus four to ground plus six storey building on George Street; refurbishment, Refurbishment and the change of use of the first floor from office to residential at 30 Gloucester Place; creation of a single storey basement level linking the Baker Street and George Street buildings to provide car and cycle parking, refuse and servicing; creation of a new central, publically accessible courtyard; removal of 5 trees and replacement trees across the site, a new publically accessible route at ground level connecting Baker Street and Gloucester Place; associated plant, landscaping, replacement pavements in part and other associated works. (Linked application 16/11377/LBC) (Revised scheme i. Stepping back at level 8 and above to Baker Street building. ii. Details of buidling line of Baker Street building. iii. Details of servicing arrangements. iv. Details of distribution of Class A1 and A3 uses within the scheme) | 2016-11-29 | 2019-03-27 | Granted | Office, Retail & Residential |  | New Build | 1970s |  | 20087 | 49561 |  | 146.7% | 29474 | New | [6 empty] | 10 | 9 |  |  |  | Arup | AKT II | Arup | Hopkins Architects |  | Project 25 | 100% | 1 | 19-35 Baker StreetAssessment 2 - decarbonisation
19-35 Sylvan Grove | Assessment 1 - no decarbonisation | 1429 | Southwark | SE15 1PD | 23/AP/0582 | Planning Portal | 2 buildings of up to 7 storeys and 34 storeys. Partial demolition, erection of new mixed-use building. | 2023-03-02 |  | Pending | Residential (inc. student accomodation) |  | Heavy Refurbishment | 1920s | Not listed | 2154 | 27476 | 1720 | 1176% | 27042 | New | Masonry and steel | Reinforced Concrete | Moment frame | Cores and bracing | Load balancing at all levels | 2 | 36 | 35 |  | 36 |  | Introba | Civic Engineers |  | TP Bennett |  | Project 26 | 79.85% | 3 | 19-35 Sylvan GroveAssessment 1 - no decarbonisation
19-35 Sylvan Grove | Assessment 2 - decarbonisation |  | Southwark | SE15 1PD | 23/AP/0582 | Planning Portal | 2 buildings of up to 7 storeys and 34 storeys. Partial demolition, erection of new mixed-use building. | 2023-03-02 |  | Pending | Residential (inc. student accomodation) |  | Heavy Refurbishment | 1920s | Not listed | 2154 | 27476 | 1720 | 1176% | 27042 | New | Masonry and steel | Reinforced Concrete | Moment frame | Cores and bracing | Load balancing at all levels | 2 | 36 | 35 |  | 36 |  | Introba | Civic Engineers |  | TP Bennett |  | Project 26 | 79.85% | 3 | 19-35 Sylvan GroveAssessment 2 - decarbonisation
2 Trafalgar Way | Assessment 1 - no decarbonisation |  | Tower Hamlets | E14 5SP | 20/01402/A2 | Planning Portal | Redevelopment of the site to provide a new mixed use building including student accommodation units and associated uses | 2020-07-02 | 2022-06-30 |  | Residential (inc. student accomodation) |  | New Build | [6 empty] | 0 | [7 empty] | 48 | 46 | [8 empty] | Project 29 | 100% | 1 | 2 Trafalgar WayAssessment 1 - no decarbonisation
2 Trafalgar Way | Assessment 2 - decarbonisation |  | Tower Hamlets | E14 5SP | 20/01402/A2 | Planning Portal | Redevelopment of the site to provide a new mixed use building including student accommodation units and associated uses | 2020-07-02 | 2022-06-30 |  | Residential (inc. student accomodation) |  | New Build | [6 empty] | 0 | [7 empty] | 48 | 46 | [8 empty] | Project 29 | 100% | 1 | 2 Trafalgar WayAssessment 2 - decarbonisation
20 Giltspur Street | Assessment 1 - no decarbonisation | 2357 | City of London | EC1A 9DD | 22/00867/FULMAJ | Planning Portal | Alteration and Refurbishment of existing building. Infill Refurbishments at upper levels (uppermost floor extended to area of lower floors) . Altered and additional entrances. Altered plant enclosure. Façade alterations. | 2022-09-12 | 2022-12-12 |  | Office | No | Heavy Refurbishment | 2000s | Not listed | 8734 | 11184 | 2023.6 | 28.05% | 4473.6 | No new basement | Steel | Steel | RC Cores / shear walls | RC Cores / shear walls | Load balancing at all levels | 7 | 6 | 6 |  |  | None required | Norman Disney & Young | Elliot Wood | Norman, Disney & Young | Buckley Gray Yeoman |  | Project 30 | 23.17% | 3 | 20 Giltspur StreetAssessment 1 - no decarbonisation
20 Giltspur Street | Assessment 2 - decarbonisation |  | City of London | EC1A 9DD | 22/00867/FULMAJ | Planning Portal | Alteration and Refurbishment of existing building. Infill Refurbishments at upper levels (uppermost floor extended to area of lower floors) . Altered and additional entrances. Altered plant enclosure. Façade alterations. | 2022-09-12 | 2022-12-12 |  | Office | No | Heavy Refurbishment | 2000s | Not listed | 8734 | 11184 | 2023.6 | 28.05% | 4473.6 | No new basement | Steel | Steel | RC Cores / shear walls | RC Cores / shear walls | Load balancing at all levels | 7 | 6 | 6 |  |  | None required | Norman Disney & Young | Elliot Wood | Norman, Disney & Young | Buckley Gray Yeoman |  | Project 30 | 23.17% | 3 | 20 Giltspur StreetAssessment 2 - decarbonisation
216-220 Blackfriars Road | Assessment 1 - no decarbonisation | 3967 | Southwark | SE1 9JU | 20/AP/3250 | Planning Portal | Part 22 and part15 storeys + 3 basement levels, | 2020-11-03 | 2022-07-20 |  | Commercial & Residential |  | New Build |  |  |  | 40097 |  |  | 40097 | [7 empty] | 25 | 22 |  |  |  | WSP |  |  |  |  | Project 31 | 100% | 1 | 216-220 Blackfriars RoadAssessment 1 - no decarbonisation
216-220 Blackfriars Road | Assessment 2 - decarbonisation | 2626 | Southwark | SE1 9JU | 20/AP/3250 | Planning Portal | Part 22 and part15 storeys + 3 basement levels, | 2020-11-03 | 2022-07-20 |  | Commercial & Residential |  | New Build |  |  |  | 40097 |  |  | 40097 | [7 empty] | 25 | 22 |  |  |  | WSP |  |  |  |  | Project 31 | 100% | 1 | 216-220 Blackfriars RoadAssessment 2 - decarbonisation
2-3 Finsbury Avenue | Assessment 1 - no decarbonisation |  | City of London | EC2M 2PA | 20/00869/FULEIA | Planning Portal | Demolition of existing buildings and new building with 3 basement levels and ground plus 37 storeys. | 2020-11-04 | 2021-08-19 |  | Office |  | New Build |  |  |  | 105733 |  |  | 105733 | [7 empty] | 40 | 37 |  |  |  | Atelier Ten |  |  |  |  | Project 32 | 100% | 1 | 2-3 Finsbury AvenueAssessment 1 - no decarbonisation
2-3 Finsbury Avenue | Assessment 2 - decarbonisation |  | City of London | EC2M 2PA | 20/00869/FULEIA | Planning Portal | Demolition of existing buildings and new building with 3 basement levels and ground plus 37 storeys. | 2020-11-04 | 2021-08-19 |  | Office |  | New Build |  |  |  | 105733 |  |  | 105733 | [7 empty] | 40 | 37 |  |  |  | Atelier Ten |  |  |  |  | Project 32 | 100% | 1 | 2-3 Finsbury AvenueAssessment 2 - decarbonisation
25 Mandela Way | Assessment 1 - no decarbonisation | 1300 | Southwark | SE1 5SZ | 23/AP/0950 | Planning Portal | Up to 4-storey building. | 2023-04-04 |  |  | Industrial |  | New Build |  |  |  | 15118 |  |  | 15118 | [7 empty] | 4 | 4 |  |  |  | ADW Development |  |  |  |  | Project 33 | 100% | 1 | 25 Mandela WayAssessment 1 - no decarbonisation
25 Mandela Way | Assessment 2 - decarbonisation |  | Southwark | SE1 5SZ | 23/AP/0950 | Planning Portal | Up to 4-storey building. | 2023-04-04 |  |  | Industrial |  | New Build |  |  |  | 15118 |  |  | 15118 | [7 empty] | 4 | 4 |  |  |  | ADW Development |  |  |  |  | Project 33 | 100% | 1 | 25 Mandela WayAssessment 2 - decarbonisation
257-283 Ilderton Road | Assessment 1 - no decarbonisation | 1147 | Southwark | SE15 1EZ | 23/AP/1317 | Planning Portal | 30-storey accommodation block and 10-storey storage facility.Plants on roof | 2023-05-09 |  |  | Residential (inc. student accomodation) |  | New Build |  |  |  | 29541 |  |  | 29541 | [7 empty] | 30 | 30 |  |  |  | Atelier Ten |  |  |  |  | Project 34 | 100% | 1 | 257-283 Ilderton RoadAssessment 1 - no decarbonisation
257-283 Ilderton Road | Assessment 2 - decarbonisation |  | Southwark | SE15 1EZ | 23/AP/1317 | Planning Portal | 30-storey accommodation block and 10-storey storage facility.Plants on roof | 2023-05-09 |  |  | Residential (inc. student accomodation) |  | New Build |  |  |  | 29541 |  |  | 29541 | [7 empty] | 30 | 30 |  |  |  | Atelier Ten |  |  |  |  | Project 34 | 100% | 1 | 257-283 Ilderton RoadAssessment 2 - decarbonisation
26 To 46 Lisson Grove | Assessment 1 - no decarbonisation | 2230 | Westminster | NW1 6TT | 22/05145/FULL | Planning Portal | Reuse part of existing basement | 2022-07-28 | 2023-01-06 |  | Office & Retail | No | Substructure and/or Façade Retained | 1960s | Not listed | 6192 | 10624 | 4404 | 71.58% | 8836 | No new basement | [5 empty] | 5 | 8 | 7 | 3 |  |  | Sweco |  |  |  |  | Project 35 | 71.12% | 2 | 26 To 46 Lisson GroveAssessment 1 - no decarbonisation
26 To 46 Lisson Grove | Assessment 2 - decarbonisation |  | Westminster | NW1 6TT | 22/05145/FULL | Planning Portal | Reuse part of existing basement | 2022-07-28 | 2023-01-06 |  | Office & Retail | No | Substructure and/or Façade Retained | 1960s | Not listed | 6192 | 10624 | 4404 | 71.58% | 8836 | No new basement | [5 empty] | 5 | 8 | 7 | 3 |  |  | Sweco |  |  |  |  | Project 35 | 71.12% | 2 | 26 To 46 Lisson GroveAssessment 2 - decarbonisation
302-312 Stratford High Street | Assessment 1 - no decarbonisation | 2024 | London Legacy Development Corporation | E15 1AJ | 22/00098/FUL | Planning Portal | Demolition of existing buildings and redevelopment of the site to provide a part 12, part 25 storey building (plus 2 basement levels) for a mixed-use development comprising 465 student accommodation rooms (Sui Generis), 786sqm workspace (Class E), a new public house consisting of 141sqm (Sui Generis) with hard and soft landscaping, public realm improvements including enhancements to the Channelsea River, a new vehicular access, parking and associated works. This application is accompanied by an Environmental Statement (ES) (dated February 2022) submitted pursuant to the Town and Country Planning (Environmental Impact Assessment) Regulations (2017), as amended | 2022-03-16 | 2023-05-22 | Granted | Commercial & Residential | No | New Build | 1930s | Not listed | 1337 | 16203 | 1337 | 1112% | 16203 | New | [5 empty] | 3 | 27 | 25 | 27 |  |  | Elementa | Meinhardt | Meinhardt | Henley Halebrown | One Click LCA | Project 36 | 100% | 1 | 302-312 Stratford High StreetAssessment 1 - no decarbonisation
302-312 Stratford High Street | Assessment 2 - decarbonisation |  | London Legacy Development Corporation | E15 1AJ | 22/00098/FUL | Planning Portal | Demolition of existing buildings and redevelopment of the site to provide a part 12, part 25 storey building (plus 2 basement levels) for a mixed-use development comprising 465 student accommodation rooms (Sui Generis), 786sqm workspace (Class E), a new public house consisting of 141sqm (Sui Generis) with hard and soft landscaping, public realm improvements including enhancements to the Channelsea River, a new vehicular access, parking and associated works. This application is accompanied by an Environmental Statement (ES) (dated February 2022) submitted pursuant to the Town and Country Planning (Environmental Impact Assessment) Regulations (2017), as amended | 2022-03-16 | 2023-05-22 | Granted | Commercial & Residential | No | New Build | 1930s | Not listed | 1337 | 16203 | 1337 | 1112% | 16203 | New | [5 empty] | 3 | 27 | 25 | 27 |  |  | Elementa | Meinhardt | Meinhardt | Henley Halebrown | One Click LCA | Project 36 | 100% | 1 | 302-312 Stratford High StreetAssessment 2 - decarbonisation
330 Grays Inn Road | Assessment 1 - no decarbonisation | 2445 | Camden | WC1X 8DA | 2023/0904/P | Planning Portal | Retention of an existing building with a two storey Refurbishment, and demolition of all other buildings | 2023-03-03 |  | Pending | Office, Retail & Residential | Yes | Heavy Refurbishment | 1870s | Not listed | 12811 | 35681 | 12097.38 | 178.5% | 34967.38 | New and retained basement | Masonry and steel | Reinforced Concrete | RC Cores / shear walls | RC Cores / shear walls | Load balancing at foundations | 3 | 2 | 5 | 2 | 15 |  | XCO2 | WSP |  | Allford Hall Monaghan Morris | One Click LCA | Project 37 | 94.43% | 3 | 330 Grays Inn Road Assessment 1 - no decarbonisation
330 Grays Inn Road | Assessment 2 - decarbonisation |  | Camden | WC1X 8DA | 2023/0904/P | Planning Portal | Retention of an existing building with a two storey Refurbishment, and demolition of all other buildings | 2023-03-03 |  | Pending | Office, Retail & Residential | Yes | Heavy Refurbishment | 1870s | Not listed | 12811 | 35681 | 12097.38 | 178.5% | 34967.38 | New and retained basement | Masonry and steel | Reinforced Concrete | RC Cores / shear walls | RC Cores / shear walls | Load balancing at foundations | 3 | 2 | 5 | 2 | 15 |  | XCO2 | WSP |  | Allford Hall Monaghan Morris | One Click LCA | Project 37 | 94.43% | 3 | 330 Grays Inn Road Assessment 2 - decarbonisation
334-348 Oxford Street | Assessment 1 - no decarbonisation | 3817 | Westminster | W1C 1JG | 21/05110/FULL | Planning Portal | Alterations and Refurbishments to, and partial demolition of, existing building to provide partly extended and refurbished, and partly new, building comprising deepened basement, ground, and nine upper floors | 2021-07-26 | 2022-03-01 | Granted | Office & Retail | No | Heavy Refurbishment | 1970s | Not listed | 33632 | 43040 | 0 | 27.97% | 9408 | New and retained basement | [5 empty] | 8 | 11 | 10 | 3 |  |  | Atelier Ten | AKT II | Atelier Ten | Allford Hall Monaghan Morris | One Click LCA | Project 38 | 0% | 3 | 334-348 Oxford StreetAssessment 1 - no decarbonisation
334-348 Oxford Street | Assessment 2 - decarbonisation | 2312 | Westminster | W1C 1JG | 21/05110/FULL | Planning Portal | Alterations and Refurbishments to, and partial demolition of, existing building to provide partly extended and refurbished, and partly new, building comprising deepened basement, ground, and nine upper floors | 2021-07-26 | 2022-03-01 | Granted | Office & Retail | No | Heavy Refurbishment | 1970s | Not listed | 33632 | 43040 | 0 | 27.97% | 9408 | New and retained basement | [5 empty] | 8 | 11 | 10 | 3 |  |  | Atelier Ten | AKT II | Atelier Ten | Allford Hall Monaghan Morris | One Click LCA | Project 38 | 0% | 3 | 334-348 Oxford StreetAssessment 2 - decarbonisation
38-42 Southwark Bridge Road | Assessment 1 - no decarbonisation | 1842 | Southwark | SE1 9EJ | 22/AP/4006 | Planning Portal |  | 2022-11-23 |  |  | Office |  | New Build |  |  |  | 16870 |  |  | 16870 | [7 empty] | 7 | 7 |  |  |  | Arup |  |  |  |  | Project 39 | 100% | 1 | 38-42 Southwark Bridge RoadAssessment 1 - no decarbonisation
38-42 Southwark Bridge Road | Assessment 2 - decarbonisation |  | Southwark | SE1 9EJ | 22/AP/4006 | Planning Portal |  | 2022-11-23 |  |  | Office |  | New Build |  |  |  | 16870 |  |  | 16870 | [7 empty] | 7 | 7 |  |  |  | Arup |  |  |  |  | Project 39 | 100% | 1 | 38-42 Southwark Bridge RoadAssessment 2 - decarbonisation
38-70 Baker Street | Assessment 1 - no decarbonisation | 1748 | Westminster | W1U 7BT | 22/08200/FULL | Planning Portal | Reuse of existing basement | 2022-12-01 |  |  | Commercial & Residential | No | Substructure and/or Façade Retained | 1950s | Not listed | 19618 | 33223 | 19618 | 69.35% | 33223 | No new basement | [5 empty] | 7 | 10 | 9 | 3 |  |  | Buro Happold |  |  |  |  | Project 40 | 100% | 2 | 38-70 Baker StreetAssessment 1 - no decarbonisation
38-70 Baker Street | Assessment 2 - decarbonisation |  | Westminster | W1U 7BT | 22/08200/FULL | Planning Portal | Reuse of existing basement | 2022-12-01 |  |  | Commercial & Residential | No | Substructure and/or Façade Retained | 1950s | Not listed | 19618 | 33223 | 19618 | 69.35% | 33223 | No new basement | [5 empty] | 7 | 10 | 9 | 3 |  |  | Buro Happold |  |  |  |  | Project 40 | 100% | 2 | 38-70 Baker StreetAssessment 2 - decarbonisation
45 Hornsey Road | Assessment 1 - no decarbonisation | 1638 | Islington | N7 7DD | P2022/1943/FUL | Planning Portal | Demolition of existing building and structure and erection of 12-storey building and refurb. of railway arches | 2022-05-25 | 2023-07-18 |  | Residential (inc. student accomodation) |  | New Build |  |  |  | 9983 |  |  | 9983 | [7 empty] | 12 | 12 |  |  |  | Energist |  |  |  |  | Project 41 | 100% | 1 | 45 Hornsey RoadAssessment 1 - no decarbonisation
45 Hornsey Road | Assessment 2 - decarbonisation | 1304 | Islington | N7 7DD | P2022/1943/FUL | Planning Portal | Demolition of existing building and structure and erection of 12-storey building and refurb. of railway arches | 2022-05-25 | 2023-07-18 |  | Residential (inc. student accomodation) |  | New Build |  |  |  | 9983 |  |  | 9983 | [7 empty] | 12 | 12 |  |  |  | Energist |  |  |  |  | Project 41 | 100% | 1 | 45 Hornsey RoadAssessment 2 - decarbonisation
458 Oxford Street | Assessment 1 - no decarbonisation | 2122 | Westminster | W1C 1AP | 21/04502/FULL | Planning Portal |  | 2021-07-02 | 2022-03-07 |  | Office |  | New Build |  |  |  | 60777 |  |  | 60777 | [7 empty] | 11 | 9 |  |  |  | Arup | Arup | Arup | Pilbrow & Partners | One Click LCA | Project 42 | 100% | 1 | 458 Oxford StreetAssessment 1 - no decarbonisation
458 Oxford Street | Assessment 2 - decarbonisation |  | Westminster | W1C 1AP | 21/04502/FULL | Planning Portal |  | 2021-07-02 | 2022-03-07 |  | Office |  | New Build |  |  |  | 60777 |  |  | 60777 | [7 empty] | 11 | 9 |  |  |  | Arup | Arup | Arup | Pilbrow & Partners | One Click LCA | Project 42 | 100% | 1 | 458 Oxford StreetAssessment 2 - decarbonisation
47-50 Mark Lane | Assessment 1 - no decarbonisation | 1190 | City of London | EC3R 7QQ | 22/01245/FULMAJ | Planning Portal | Demolition of existing buildings and structures, retention of existing basement, construction of new ground plus 11-storey building with plant above. | 2022-12-21 | 2023-03-22 |  | Office | No | Substructure and/or Façade Retained | 1960s | Not listed | 16523 | 30218 | 16523 | 82.88% | 30218 | No new basement | [6 empty] | 11 | 11 | 11 |  |  | GXN Innovation | AKT II | Atelier Ten | Orms Designers and Architects | One Click LCA | Project 43 | 100% | 2 | 47-50 Mark LaneAssessment 1 - no decarbonisation
47-50 Mark Lane | Assessment 2 - decarbonisation |  | City of London | EC3R 7QQ | 22/01245/FULMAJ | Planning Portal | Demolition of existing buildings and structures, retention of existing basement, construction of new ground plus 11-storey building with plant above. | 2022-12-21 | 2023-03-22 |  | Office | No | Substructure and/or Façade Retained | 1960s | Not listed | 16523 | 30218 | 16523 | 82.88% | 30218 | No new basement | [6 empty] | 11 | 11 | 11 |  |  | GXN Innovation | AKT II | Atelier Ten | Orms Designers and Architects | One Click LCA | Project 43 | 100% | 2 | 47-50 Mark LaneAssessment 2 - decarbonisation
55 Gracechurch Street | Assessment 1 - no decarbonisation | 1522 | City of London | EC3V 0EE | 20/00671/FULEIA | Planning Portal | Demolition of existing buildings. New building with basement levels and ground floor plus 29 storeys. | 2020-08-24 | 2021-01-26 |  | Office |  | New Build |  |  |  | 33202 |  |  | 33202 | [7 empty] | 32 | 29 |  |  |  | TFT |  |  |  |  | Project 47 | 100% | 1 | 55 Gracechurch StreetAssessment 1 - no decarbonisation
55 Gracechurch Street | Assessment 2 - decarbonisation | 1241 | City of London | EC3V 0EE | 20/00671/FULEIA | Planning Portal | Demolition of existing buildings. New building with basement levels and ground floor plus 29 storeys. | 2020-08-24 | 2021-01-26 |  | Office |  | New Build |  |  |  | 33202 |  |  | 33202 | [7 empty] | 32 | 29 |  |  |  | TFT |  |  |  |  | Project 47 | 100% | 1 | 55 Gracechurch StreetAssessment 2 - decarbonisation
61 - 65 Holborn Viaduct London EC1A 2FD | Assessment 1 - no decarbonisation | 2222 | City of London | EC1A 2DE | 21/00781/FULMAJ | Planning Portal | Erection of new ground plus 12-storey building with 2 basement levels, existing single storey basement wall is re-used | 2021-09-13 | 2022-02-01 |  | Residential (inc. student accomodation) |  | New Build |  |  |  | 20463 |  |  | 20463 | [7 empty] | 14 | 12 |  |  |  | Hodkinson |  |  |  |  | Project 48 | 100% | 1 | 61 - 65 Holborn Viaduct London EC1A 2FDAssessment 1 - no decarbonisation
61 - 65 Holborn Viaduct London EC1A 2FD | Assessment 2 - decarbonisation | 1545 | City of London | EC1A 2DE | 21/00781/FULMAJ | Planning Portal | Erection of new ground plus 12-storey building with 2 basement levels, existing single storey basement wall is re-used | 2021-09-13 | 2022-02-01 |  | Residential (inc. student accomodation) |  | New Build |  |  |  | 20463 |  |  | 20463 | [7 empty] | 14 | 12 |  |  |  | Hodkinson |  |  |  |  | Project 48 | 100% | 1 | 61 - 65 Holborn Viaduct London EC1A 2FDAssessment 2 - decarbonisation
6-12 Verney Road | Assessment 1 - no decarbonisation | 1429 | Southwark | SE16 3FN | 23/AP/0948 | Planning Portal | Up to 4-storey building. | 2023-04-05 |  |  | Industrial |  | New Build |  |  |  | 20864 |  |  | 20864 | [7 empty] | 4 | 4 |  |  |  | Insignis |  |  |  |  | Project 49 | 100% | 1 | 6-12 Verney RoadAssessment 1 - no decarbonisation
6-12 Verney Road | Assessment 2 - decarbonisation |  | Southwark | SE16 3FN | 23/AP/0948 | Planning Portal | Up to 4-storey building. | 2023-04-05 |  |  | Industrial |  | New Build |  |  |  | 20864 |  |  | 20864 | [7 empty] | 4 | 4 |  |  |  | Insignis |  |  |  |  | Project 49 | 100% | 1 | 6-12 Verney RoadAssessment 2 - decarbonisation
63 - 66 Coleman Street | Assessment 1 - no decarbonisation | 1117 | City of London | EC2R 5AN | 21/00694/FULMAJ | Planning Portal | Front façade retention | 2021-08-09 | 2022-12-14 |  | Office & Retail | No | Substructure and/or Façade Retained | 1870s | Not listed | 3851 | 5220 | 3851 | 35.55% | 5220 | [6 empty] | 8 | 10 | 9 | 2 |  |  | FLATT | Heyne Tillet Steel | FLATT | Emrys Architects | One Click LCA | Project 50 | 100% | 2 | 63 - 66 Coleman StreetAssessment 1 - no decarbonisation
63 - 66 Coleman Street | Assessment 2 - decarbonisation |  | City of London | EC2R 5AN | 21/00694/FULMAJ | Planning Portal | Front façade retention | 2021-08-09 | 2022-12-14 |  | Office & Retail | No | Substructure and/or Façade Retained | 1870s | Not listed | 3851 | 5220 | 3851 | 35.55% | 5220 | [6 empty] | 8 | 10 | 9 | 2 |  |  | FLATT | Heyne Tillet Steel | FLATT | Emrys Architects | One Click LCA | Project 50 | 100% | 2 | 63 - 66 Coleman StreetAssessment 2 - decarbonisation
63 New Bond Street | Assessment 1 - no decarbonisation | 1626 | Westminster | W1S 1RJ | 23/08027/FULL | Planning Portal | Alteration and extension of the existing buildings, including partial demolition and retention and retrofit to provide a building with basement, ground and ten upper floors, setback at fifth to eighth floors with terraces, setback at ninth floor with terrace and plant, and a roof terrace with lift over run and pavilion at the tenth floor, with satellite dish, green roof and solar photo voltaic panels on its roof, and associated works, to provide for retail (Class E (a)) and office (Class E(g)(i)) uses together with associated ancillary spaces to those uses. ¦ Fenwicks 58 - 63 New Bond Street London W1S 1RJ | 2023-11-20 | 2024-03-02 | Granted | Office & Retail | No | Heavy Refurbishment | 1800s | Not listed | 15079 | 18617 |  | 23.46% | 3538 | New and retained basement | Masonry and steel | Reinforced Concrete | RC Cores / shear walls | RC Cores / shear walls | Capacity enhancement | 7 | 4 | 6 | 4 |  |  | Buro Happold | Buro Happold | Buro Happold | Foster + Partners | One Click LCA |  | 0% | 3 | 63 New Bond StreetAssessment 1 - no decarbonisation
63 New Bond Street | Assessment 2 - decarbonisation |  | Westminster | W1S 1RJ | 23/08027/FULL | Planning Portal | Alteration and extension of the existing buildings, including partial demolition and retention and retrofit to provide a building with basement, ground and ten upper floors, setback at fifth to eighth floors with terraces, setback at ninth floor with terrace and plant, and a roof terrace with lift over run and pavilion at the tenth floor, with satellite dish, green roof and solar photo voltaic panels on its roof, and associated works, to provide for retail (Class E (a)) and office (Class E(g)(i)) uses together with associated ancillary spaces to those uses. ¦ Fenwicks 58 - 63 New Bond Street London W1S 1RJ | 2023-11-20 | 2024-03-02 | Granted | Office & Retail | No | Heavy Refurbishment | 1800s | Not listed | 15079 | 18617 |  | 23.46% | 3538 | New and retained basement | Masonry and steel | Reinforced Concrete | RC Cores / shear walls | RC Cores / shear walls | Capacity enhancement | 7 | 4 | 6 | 4 |  |  | Buro Happold | Buro Happold | Buro Happold | Foster + Partners | One Click LCA |  | 0% | 3 | 63 New Bond StreetAssessment 2 - decarbonisation
65 Gresham St | Assessment 1 - no decarbonisation | 1033 | City of London | EC2V 7NQ | 22/00848/FULMAJ | Planning Portal | Horizontal Refurbishment at 8th and 9th floor levels and three-storey vertical Refurbishment plus plant enclosure to create Class E floorspace; alterations and refurbishment to existing windows and facades; structural alterations and repositioning of cores; creation of new and refurbished entrances on Gresham Street and at the junction of Aldermanbury and Love Lane; creation of inset balconies; creation of roof terraces at levels 8, 10 and 12; removal and replacement of plant and installation of PV; public realm improvements for new hard and soft landscaping; removal of ground floor mezzanine level facilitating the provision of retail frontages and retail units to Aldermanbury; provision of cycle storage and other works incidental to the development. ¦ 65 Gresham Street London EC2V 7NQ | 2022-09-07 |  | Pending | Office | No | Heavy Refurbishment | 2000s | Not listed | 41136 | 54290 | 0 | 31.98% | 13154 | No new basement | [5 empty] | 12 | 17 | 14 | 5 | 2 |  | Longevity Partners | Buro Happold | Atelier Ten | Squire and Partners | One Click LCA | Project 51 | 0% | 3 | 65 Gresham StAssessment 1 - no decarbonisation
65 Gresham St | Assessment 2 - decarbonisation |  | City of London | EC2V 7NQ | 22/00848/FULMAJ | Planning Portal | Horizontal Refurbishment at 8th and 9th floor levels and three-storey vertical Refurbishment plus plant enclosure to create Class E floorspace; alterations and refurbishment to existing windows and facades; structural alterations and repositioning of cores; creation of new and refurbished entrances on Gresham Street and at the junction of Aldermanbury and Love Lane; creation of inset balconies; creation of roof terraces at levels 8, 10 and 12; removal and replacement of plant and installation of PV; public realm improvements for new hard and soft landscaping; removal of ground floor mezzanine level facilitating the provision of retail frontages and retail units to Aldermanbury; provision of cycle storage and other works incidental to the development. ¦ 65 Gresham Street London EC2V 7NQ | 2022-09-07 |  | Pending | Office | No | Heavy Refurbishment | 2000s | Not listed | 41136 | 54290 | 0 | 31.98% | 13154 | No new basement | [5 empty] | 12 | 17 | 14 | 5 | 2 |  | Longevity Partners | Buro Happold | Atelier Ten | Squire and Partners | One Click LCA | Project 51 | 0% | 3 | 65 Gresham StAssessment 2 - decarbonisation
7 Brannan Street | Assessment 1 - no decarbonisation |  | Tower Hamlets | E14 9ZR | [15 empty] | 0 | [17 empty] | Project 52 |  |  | 7 Brannan StreetAssessment 1 - no decarbonisation
7 Brannan Street | Assessment 2 - decarbonisation |  | Tower Hamlets | E14 9ZR | [15 empty] | 0 | [17 empty] | Project 52 |  |  | 7 Brannan StreetAssessment 2 - decarbonisation
7 Millbank | Assessment 1 - no decarbonisation | 2512 | Westminster | SW1P 3JA | 21/01508/FULL | Planning Portal |  | 2021-03-10 | 2022-02-08 |  | Office |  | New Build |  |  |  | 19414 |  |  | 19414 | [7 empty] | 10 | 8 |  |  |  | Hilson Moran |  |  |  |  | Project 53 | 100% | 1 | 7 MillbankAssessment 1 - no decarbonisation
7 Millbank | Assessment 2 - decarbonisation | 1680 | Westminster | SW1P 3JA | 21/01508/FULL | Planning Portal |  | 2021-03-10 | 2022-02-08 |  | Office |  | New Build |  |  |  | 19414 |  |  | 19414 | [7 empty] | 10 | 8 |  |  |  | Hilson Moran |  |  |  |  | Project 53 | 100% | 1 | 7 MillbankAssessment 2 - decarbonisation
70 Gracechurch Street | Assessment 1 - no decarbonisation | 2458 | City of London | EC3V 0XL | 20/00671/FULEIA | Planning Portal | Demolition of existing buildings. New building with basement levels and ground floor plus 33 storeys | 2020-10-13 | 2021-09-29 |  | Office |  | New Build |  |  |  | 60616 |  |  | 60616 | [7 empty] | 37 | 33 |  |  |  | TFT |  |  |  |  | Project 54 | 100% | 1 | 70 Gracechurch StreetAssessment 1 - no decarbonisation
70 Gracechurch Street | Assessment 2 - decarbonisation | 1994 | City of London | EC3V 0XL | 20/00671/FULEIA | Planning Portal | Demolition of existing buildings. New building with basement levels and ground floor plus 33 storeys | 2020-10-13 | 2021-09-29 |  | Office |  | New Build |  |  |  | 60616 |  |  | 60616 | [7 empty] | 37 | 33 |  |  |  | TFT |  |  |  |  | Project 54 | 100% | 1 | 70 Gracechurch StreetAssessment 2 - decarbonisation
747-759 & 765-775 Old Kent Road | Assessment 1 - no decarbonisation | 1033 | Southwark | SE15 1NZ | 23/AP/1862 | Planning Portal | Building A: 33 storeys + basement. B: 19 storeys. C: 15 storeys. D: 20 storeys | 2023-07-03 |  |  | Residential (inc. student accomodation) |  | New Build |  |  |  | 51386 |  |  | 51386 | [7 empty] | 35 | 33 |  |  |  | Whitecode |  |  |  |  | Project 55 | 100% | 1 | 747-759 & 765-775 Old Kent RoadAssessment 1 - no decarbonisation
747-759 & 765-775 Old Kent Road | Assessment 2 - decarbonisation |  | Southwark | SE15 1NZ | 23/AP/1862 | Planning Portal | Building A: 33 storeys + basement. B: 19 storeys. C: 15 storeys. D: 20 storeys | 2023-07-03 |  |  | Residential (inc. student accomodation) |  | New Build |  |  |  | 51386 |  |  | 51386 | [7 empty] | 35 | 33 |  |  |  | Whitecode |  |  |  |  | Project 55 | 100% | 1 | 747-759 & 765-775 Old Kent RoadAssessment 2 - decarbonisation
76-78 Upper Ground | Assessment 1 - no decarbonisation | 1783 | Lambeth | SE1 9PZ | 21/01142/FUL | Planning Portal | Refurbishment, partial demolition and Refurbishment of the existing building, 80% retention. New core. Plant on roof extended. | 2021-03-19 | 2021-12-23 |  | Office | No | Heavy Refurbishment | 1980s | Grade II | 27790 | 38840 | 5060 | 39.76% | 16110 | No new basement | [5 empty] | 6 | 7 | 6 | 1 | 4 |  | Watkins Payne | Heyne Tillet Steel | Watkins Payne Partnership | Allford Hall Monaghan Morris | One Click LCA | Project 56 | 18.21% | 3 | 76-78 Upper GroundAssessment 1 - no decarbonisation
76-78 Upper Ground | Assessment 2 - decarbonisation | 968 | Lambeth | SE1 9PZ | 21/01142/FUL | Planning Portal | Refurbishment, partial demolition and Refurbishment of the existing building, 80% retention. New core. Plant on roof extended. | 2021-03-19 | 2021-12-23 |  | Office | No | Heavy Refurbishment | 1980s | Grade II | 27790 | 38840 | 5060 | 39.76% | 16110 | No new basement | [5 empty] | 6 | 7 | 6 | 1 | 4 |  | Watkins Payne | Heyne Tillet Steel | Watkins Payne Partnership | Allford Hall Monaghan Morris | One Click LCA | Project 56 | 18.21% | 3 | 76-78 Upper GroundAssessment 2 - decarbonisation
79-87 Westminster Bridge Road | Assessment 1 - no decarbonisation | 1896 | Lambeth | SE1 7XT | 20/03539/FUL | Planning Portal | Erection of ground plus 14-storey building and two basement levels | 2020-10-13 |  |  | Hotel |  | New Build |  |  |  | 8529 |  |  | 8529 | [7 empty] | 16 | 14 |  |  |  | Meinhardt |  |  |  |  | Project 57 | 100% | 1 | 79-87 Westminster Bridge RoadAssessment 1 - no decarbonisation
79-87 Westminster Bridge Road | Assessment 2 - decarbonisation |  | Lambeth | SE1 7XT | 20/03539/FUL | Planning Portal | Erection of ground plus 14-storey building and two basement levels | 2020-10-13 |  |  | Hotel |  | New Build |  |  |  | 8529 |  |  | 8529 | [7 empty] | 16 | 14 |  |  |  | Meinhardt |  |  |  |  | Project 57 | 100% | 1 | 79-87 Westminster Bridge RoadAssessment 2 - decarbonisation
8 - 12 New Bridge Street | Assessment 1 - no decarbonisation | 2333 | City of London | EC4V 6AL | 22/00622/FULMAJ | Planning Portal | Part demolition of Fleet House, full demolition of St Bride's Tavern (basement levels retained). Erection of 8-storey building | 2022-07-07 | 2023-01-31 |  | Office | No | Heavy Refurbishment | 1950s | Not listed | 5612 | 7810 | 1332 | 39.17% | 3530 | No new basement | Reinforced Concrete |  | RC Cores / shear walls | RC Cores / shear walls | Horizontal Refurbishment | 8 | 11 | 10 | 1 | 11 |  | Hoare Lea | AKT II | Hoare Lea | HOK International | One Click LCA | Project 58 | 23.73% | 3 | 8 - 12 New Bridge StreetAssessment 1 - no decarbonisation
8 - 12 New Bridge Street | Assessment 2 - decarbonisation | 1684 | City of London | EC4V 6AL | 22/00622/FULMAJ | Planning Portal | Part demolition of Fleet House, full demolition of St Bride's Tavern (basement levels retained). Erection of 8-storey building | 2022-07-07 | 2023-01-31 |  | Office | No | Heavy Refurbishment | 1950s | Not listed | 5612 | 7810 | 1332 | 39.17% | 3530 | No new basement | Reinforced Concrete |  | RC Cores / shear walls | RC Cores / shear walls | Horizontal Refurbishment | 8 | 11 | 10 | 1 | 11 |  | Hoare Lea | AKT II | Hoare Lea | HOK International | One Click LCA | Project 58 | 23.73% | 3 | 8 - 12 New Bridge StreetAssessment 2 - decarbonisation
80 Charlotte Street Gallery | Assessment 1 - no decarbonisation |  |  | W1T 4QS | [15 empty] | 0 | [5 empty] | Minimal intervention | [11 empty] | Project 60 |  |  | 80 Charlotte Street GalleryAssessment 1 - no decarbonisation
80 Charlotte Street Gallery | Assessment 2 - decarbonisation |  |  | W1T 4QS | [15 empty] | 0 | [5 empty] | Minimal intervention | [11 empty] | Project 60 |  |  | 80 Charlotte Street GalleryAssessment 2 - decarbonisation
81-103 King's Road | Assessment 1 - no decarbonisation | 2387 | Kensington and Chelsea | SW3 4NX | PP/23/00968 | Planning Portal | Demolition of existing building and redevelopment for new building up to four storeys and basement. 10% basement retained. | 2023-02-07 |  |  | Office | No | Substructure and/or Façade Retained | 1980s | Not listed | 9790 | 16138 | 5831 | 64.84% | 12179 | No new basement | [5 empty] | 5 | 5 | 4 |  |  |  | Ramboll | Robert Bird Group | Ramboll | Pilbrow & Partners | One Click LCA | Project 62 | 59.56% | 2 | 81-103 King's RoadAssessment 1 - no decarbonisation
81-103 King's Road | Assessment 2 - decarbonisation |  | Kensington and Chelsea | SW3 4NX | PP/23/00968 | Planning Portal | Demolition of existing building and redevelopment for new building up to four storeys and basement. 10% basement retained. | 2023-02-07 |  |  | Office | No | Substructure and/or Façade Retained | 1980s | Not listed | 9790 | 16138 | 5831 | 64.84% | 12179 | No new basement | [5 empty] | 5 | 5 | 4 |  |  |  | Ramboll | Robert Bird Group | Ramboll | Pilbrow & Partners | One Click LCA | Project 62 | 59.56% | 2 | 81-103 King's RoadAssessment 2 - decarbonisation
85 Gracechurch Street | Assessment 1 - no decarbonisation | 1857 | City of London | EC3V 0AA | 22/01155/FULEIA | Planning Portal | Partial demolition of existing building (Gracechurch Street frontage adapted) and the construction of a 32 storey building plus basement levels | 2022-11-30 | 2023-10-11 | Granted | Office & Retail | No | Substructure and/or Façade Retained | 1930s | Not listed | 8035 | 37746 | 8035 | 369.8% | 37746 | New and retained basement | Steel |  |  |  |  | 10 | 37 | 33 | 27 |  |  | Sweco | Robert Bird Group |  | Woods Bagot |  | Project 63 | 100% | 2 | 85 Gracechurch StreetAssessment 1 - no decarbonisation
85 Gracechurch Street | Assessment 2 - decarbonisation |  | City of London | EC3V 0AA | 22/01155/FULEIA | Planning Portal | Partial demolition of existing building (Gracechurch Street frontage adapted) and the construction of a 32 storey building plus basement levels | 2022-11-30 | 2023-10-11 | Granted | Office & Retail | No | Substructure and/or Façade Retained | 1930s | Not listed | 8035 | 37746 | 8035 | 369.8% | 37746 | New and retained basement | Steel |  |  |  |  | 10 | 37 | 33 | 27 |  |  | Sweco | Robert Bird Group |  | Woods Bagot |  | Project 63 | 100% | 2 | 85 Gracechurch StreetAssessment 2 - decarbonisation
88 Grays Inn Road | Assessment 1 - no decarbonisation | 1205 | Camden | WC1X 8AA | 2022/4259/P | Planning Portal | Existing building is being retained and refurbished | 2022-10-11 |  |  | Commercial & Residential | Yes | Retrofit | 1960s | Not listed | 1280 | 1149 | 0 | -10.23% | 0 | No new basement | Reinforced Concrete |  |  |  |  | 4 | 4 | 4 |  | 2 |  | Max Fordham | Heyne Tillet Steel | Max Fordham | Piercy & Company | One Click LCA | Project 64 | 0% | 5 | 88 Grays Inn RoadAssessment 1 - no decarbonisation
88 Grays Inn Road | Assessment 2 - decarbonisation |  | Camden | WC1X 8AA | 2022/4259/P | Planning Portal | Existing building is being retained and refurbished | 2022-10-11 |  |  | Commercial & Residential | Yes | Retrofit | 1960s | Not listed | 1280 | 1149 | 0 | -10.23% | 0 | No new basement | Reinforced Concrete |  |  |  |  | 4 | 4 | 4 |  | 2 |  | Max Fordham | Heyne Tillet Steel | Max Fordham | Piercy & Company | One Click LCA | Project 64 | 0% | 5 | 88 Grays Inn RoadAssessment 2 - decarbonisation
90 Whitfield | Assessment 1 - no decarbonisation |  |  | W1T 4EZ | [15 empty] | 0 | [17 empty] | Project 66 |  |  | 90 WhitfieldAssessment 1 - no decarbonisation
90 Whitfield | Assessment 2 - decarbonisation |  |  | W1T 4EZ | [15 empty] | 0 | [17 empty] | Project 66 |  |  | 90 WhitfieldAssessment 2 - decarbonisation
9-10 and 11 Angel Court | Assessment 1 - no decarbonisation | 2485 | City of London | EC2R 7BH | 22/00860/FULMAJ | Planning Portal | Demolition of the existing buildings except 9-10 Angel Court façade (up to 4th floor), new building constructed behind that façade, replica façade of 11 Angel Court up to 3rd floor, over 3 basement levels, ground mezzanine and 9 upper floors plus plant room. | 2022-09-08 | 2023-02-22 |  | Hotel |  | New Build |  |  |  | 4878 |  |  | 4878 | [7 empty] | 12 | 9 |  |  |  | Greengage |  |  |  |  | Project 67 | 100% | 1 | 9-10 and 11 Angel CourtAssessment 1 - no decarbonisation
9-10 and 11 Angel Court | Assessment 2 - decarbonisation |  | City of London | EC2R 7BH | 22/00860/FULMAJ | Planning Portal | Demolition of the existing buildings except 9-10 Angel Court façade (up to 4th floor), new building constructed behind that façade, replica façade of 11 Angel Court up to 3rd floor, over 3 basement levels, ground mezzanine and 9 upper floors plus plant room. | 2022-09-08 | 2023-02-22 |  | Hotel |  | New Build |  |  |  | 4878 |  |  | 4878 | [7 empty] | 12 | 9 |  |  |  | Greengage |  |  |  |  | Project 67 | 100% | 1 | 9-10 and 11 Angel CourtAssessment 2 - decarbonisation
99 City Road | Assessment 1 - no decarbonisation | 2190 | Islington | EC1Y 9DD | P2023/1070/FUL | Planning Portal | Majority of original foundations kept, new façade, core and column added, ground floor to be set back. 63% retention of existing structure. | 2023-04-17 |  |  | Office & Retail |  | Heavy Refurbishment | 1990s | Not listed | 21667 | 64873 | 8016.79 | 199.4% | 51222.79 |  |  |  |  | RC Cores / shear walls |  | 10 | 36 | 35 |  | 35 |  | Twin and Earth |  |  |  |  | Project 68 | 37% | 3 | 99 City RoadAssessment 1 - no decarbonisation
99 City Road | Assessment 2 - decarbonisation |  | Islington | EC1Y 9DD | P2023/1070/FUL | Planning Portal | Majority of original foundations kept, new façade, core and column added, ground floor to be set back. 63% retention of existing structure. | 2023-04-17 |  |  | Office & Retail |  | Heavy Refurbishment | 1990s | Not listed | 21667 | 64873 | 8016.79 | 199.4% | 51222.79 |  |  |  |  | RC Cores / shear walls |  | 10 | 36 | 35 |  | 35 |  | Twin and Earth |  |  |  |  | Project 68 | 37% | 3 | 99 City RoadAssessment 2 - decarbonisation
Apollo Business Centre, 158 Trundley's Road | Assessment 1 - no decarbonisation | 2017 | Lewisham | SE8 5JE | DC/23/130258 | Planning Portal | Mixed-use redevelopment of the site for a new building comprising part 10, part 26 storeys. 50% GGBS in superstructure concrete mix | 2023-02-02 |  |  | Commercial & Residential |  | New Build |  |  |  | 23204 |  |  | 23204 | [7 empty] | 27 | 26 |  |  |  | Greengage |  |  |  |  | Project 69 | 100% | 1 | Apollo Business Centre, 158 Trundley's RoadAssessment 1 - no decarbonisation
Apollo Business Centre, 158 Trundley's Road | Assessment 2 - decarbonisation |  | Lewisham | SE8 5JE | DC/23/130258 | Planning Portal | Mixed-use redevelopment of the site for a new building comprising part 10, part 26 storeys. 50% GGBS in superstructure concrete mix | 2023-02-02 |  |  | Commercial & Residential |  | New Build |  |  |  | 23204 |  |  | 23204 | [7 empty] | 27 | 26 |  |  |  | Greengage |  |  |  |  | Project 69 | 100% | 1 | Apollo Business Centre, 158 Trundley's RoadAssessment 2 - decarbonisation
Borough Triangle Site | Assessment 1 - no decarbonisation | 1107 | Southwark | SE1 6BN | 22/AP/3149 | Planning Portal | Demolition of all existing buildings/structures, except 82 and part 83 Borough Road (retained, altered and refurbsihed). Basement construction, 4 new buildings with 5-46 storey heights. | 2022-09-05 |  |  | Office & Retail |  | New Build |  |  |  | 93367 |  |  | 93367 | [7 empty] | 46 | 46 |  |  |  | Whitecode |  |  |  |  | Project 70 | 100% | 1 | Borough Triangle SiteAssessment 1 - no decarbonisation
Borough Triangle Site | Assessment 2 - decarbonisation |  | Southwark | SE1 6BN | 22/AP/3149 | Planning Portal | Demolition of all existing buildings/structures, except 82 and part 83 Borough Road (retained, altered and refurbsihed). Basement construction, 4 new buildings with 5-46 storey heights. | 2022-09-05 |  |  | Office & Retail |  | New Build |  |  |  | 93367 |  |  | 93367 | [7 empty] | 46 | 46 |  |  |  | Whitecode |  |  |  |  | Project 70 | 100% | 1 | Borough Triangle SiteAssessment 2 - decarbonisation
Boundary House 7 - 17 Jewry Street London EC3N 2EX | Assessment 1 - no decarbonisation | 3151 | City of London | EC3N 2AF | 21/00826/FULMAJ | Planning Portal | Demolition of existing builiding and the erection of a basement, ground plus part 14 and part 6 storey building plus plant. | 2021-09-30 | 2022-07-19 |  | Hotel |  | New Build |  |  |  | 11158 |  |  | 11158 | [7 empty] | 15 | 14 |  |  |  | Hoare Lea |  |  |  |  | Project 71 | 100% | 1 | Boundary House 7 - 17 Jewry Street London EC3N 2EXAssessment 1 - no decarbonisation
Boundary House 7 - 17 Jewry Street London EC3N 2EX | Assessment 2 - decarbonisation | 2021 | City of London | EC3N 2AF | 21/00826/FULMAJ | Planning Portal | Demolition of existing builiding and the erection of a basement, ground plus part 14 and part 6 storey building plus plant. | 2021-09-30 | 2022-07-19 |  | Hotel |  | New Build |  |  |  | 11158 |  |  | 11158 | [7 empty] | 15 | 14 |  |  |  | Hoare Lea |  |  |  |  | Project 71 | 100% | 1 | Boundary House 7 - 17 Jewry Street London EC3N 2EXAssessment 2 - decarbonisation
British Library Extension | Assessment 1 - no decarbonisation | 2330 | City of London | EC3N 2AF | 21/00826/FULMAJ | Planning Portal | Demolition of existing builiding and the erection of a basement, ground plus part 14 and part 6 storey building plus plant. | 2021-09-30 | 2022-07-19 |  | Hotel |  | New Build |  |  |  | 11158 |  |  | 11158 | [7 empty] | 15 | 14 |  |  |  | Hoare Lea |  |  |  |  | Project 71 | 100% | 1 | British Library ExtensionAssessment 1 - no decarbonisation
British Library Extension | Assessment 2 - decarbonisation | 1255 | City of London | EC3N 2AF | 21/00826/FULMAJ | Planning Portal | Demolition of existing builiding and the erection of a basement, ground plus part 14 and part 6 storey building plus plant. | 2021-09-30 | 2022-07-19 |  | Hotel |  | New Build |  |  |  | 11158 |  |  | 11158 | [7 empty] | 15 | 14 |  |  |  | Hoare Lea |  |  |  |  | Project 71 | 100% | 1 | British Library ExtensionAssessment 2 - decarbonisation
Burgess Industrial Park Parkhouse Street | Assessment 1 - no decarbonisation | 1344 | Southwark | SE5 7TJ | 21/AP/1342 | Planning Portal | 12 blocks of betweeen 2-13 storeys | 2021-04-19 |  |  | Commercial & Residential |  | New Build |  |  |  | 39696 |  |  | 39696 | [7 empty] | 12 | 12 |  |  |  | Waterman Building Services |  |  |  |  | Project 73 | 100% | 1 | Burgess Industrial Park Parkhouse StreetAssessment 1 - no decarbonisation
Burgess Industrial Park Parkhouse Street | Assessment 2 - decarbonisation | 885 | Southwark | SE5 7TJ | 21/AP/1342 | Planning Portal | 12 blocks of betweeen 2-13 storeys | 2021-04-19 |  |  | Commercial & Residential |  | New Build |  |  |  | 39696 |  |  | 39696 | [7 empty] | 12 | 12 |  |  |  | Waterman Building Services |  |  |  |  | Project 73 | 100% | 1 | Burgess Industrial Park Parkhouse StreetAssessment 2 - decarbonisation
Bury House - 31 Bury Street | Assessment 1 - no decarbonisation | 1924 | City of London | EC3A 5AR | 20/00848/FULEIA | Planning Portal | The use of prefabricated structural and façade systems present opportunities for material effieincy, which have been explored and incorporated into the proposed design. Further material efficiency opportunities have been explored by retionalising structural gris and assessing different foundation options to minimise material use. Another key opportunity is the possibility to develop an all electric servicing strategy, with the use of heat pumps, in order to minimise operational carbon emissions, which will also benefit from the decarbonisation of the electricity grid. There are opportunities to reuse and recover materials from the existing development, to be identified in the pre-demolition audit. As a constraint, the small roof area compared to the building's total floor area, which needs to accomodate the centralised heating and cooling plant, makes the installation of PV panels to further reduce the operational carbon emissions unfeasible. | 2020-10-28 |  |  | Office & Retail |  | New Build |  |  |  | 30170 |  |  | 30170 | [7 empty] | 50 | 46 |  |  |  | Hoare Lea |  |  |  |  | Project 74 | 100% | 1 | Bury House - 31 Bury StreetAssessment 1 - no decarbonisation
Bury House - 31 Bury Street | Assessment 2 - decarbonisation | 1264 | City of London | EC3A 5AR | 20/00848/FULEIA | Planning Portal | The use of prefabricated structural and façade systems present opportunities for material effieincy, which have been explored and incorporated into the proposed design. Further material efficiency opportunities have been explored by retionalising structural gris and assessing different foundation options to minimise material use. Another key opportunity is the possibility to develop an all electric servicing strategy, with the use of heat pumps, in order to minimise operational carbon emissions, which will also benefit from the decarbonisation of the electricity grid. There are opportunities to reuse and recover materials from the existing development, to be identified in the pre-demolition audit. As a constraint, the small roof area compared to the building's total floor area, which needs to accomodate the centralised heating and cooling plant, makes the installation of PV panels to further reduce the operational carbon emissions unfeasible. | 2020-10-28 |  |  | Office & Retail |  | New Build |  |  |  | 30170 |  |  | 30170 | [7 empty] | 50 | 46 |  |  |  | Hoare Lea |  |  |  |  | Project 74 | 100% | 1 | Bury House - 31 Bury StreetAssessment 2 - decarbonisation
Buspace Studios | Assessment 1 - no decarbonisation | 1470 | Kensington and Chelsea | W10 5AP | PP/22/07709 | Planning Portal | Erection of 2 buildings with groundfloor connection | 2023-11-23 |  |  | Commercial & Residential |  | New Build |  |  |  | 9450 |  |  | 9450 | [7 empty] | 6 | 5 |  |  |  | XCO2 |  |  |  |  | Project 75 | 100% | 1 | Buspace StudiosAssessment 1 - no decarbonisation
Buspace Studios | Assessment 2 - decarbonisation |  | Kensington and Chelsea | W10 5AP | PP/22/07709 | Planning Portal | Erection of 2 buildings with groundfloor connection | 2023-11-23 |  |  | Commercial & Residential |  | New Build |  |  |  | 9450 |  |  | 9450 | [7 empty] | 6 | 5 |  |  |  | XCO2 |  |  |  |  | Project 75 | 100% | 1 | Buspace StudiosAssessment 2 - decarbonisation
Canada Water Dockside Plot A1 | Assessment 1 - no decarbonisation | 2451 | Southwark | SE16 7PJ | 21/AP/2655 | Planning Portal | Plot A1 and A2 share basements. Ground plus mezzanine and 24 storeys | 2022-10-12 |  |  | Office |  | New Build |  |  |  | 61551 |  |  | 61551 | [7 empty] | 25 | 24 |  |  |  | Atelier Ten |  |  |  |  | Project 76 | 100% | 1 | Canada Water Dockside Plot A1Assessment 1 - no decarbonisation
Canada Water Dockside Plot A1 | Assessment 2 - decarbonisation |  | Southwark | SE16 7PJ | 21/AP/2655 | Planning Portal | Plot A1 and A2 share basements. Ground plus mezzanine and 24 storeys | 2022-10-12 |  |  | Office |  | New Build |  |  |  | 61551 |  |  | 61551 | [7 empty] | 25 | 24 |  |  |  | Atelier Ten |  |  |  |  | Project 76 | 100% | 1 | Canada Water Dockside Plot A1Assessment 2 - decarbonisation
Canada Water Dockside Plot A2 | Assessment 1 - no decarbonisation | 2730 | Southwark | SE16 7PJ | 23/AP/0565 | Planning Portal | Erection of 11-storey building with 1 basement level | 2022-10-12 |  |  | Office |  | New Build |  |  |  | 35196 |  |  | 35196 | [7 empty] | 12 | 11 |  |  |  | Arup |  |  |  |  | Project 77 | 100% | 1 | Canada Water Dockside Plot A2Assessment 1 - no decarbonisation
Canada Water Dockside Plot A2 | Assessment 2 - decarbonisation |  | Southwark | SE16 7PJ | 23/AP/0565 | Planning Portal | Erection of 11-storey building with 1 basement level | 2022-10-12 |  |  | Office |  | New Build |  |  |  | 35196 |  |  | 35196 | [7 empty] | 12 | 11 |  |  |  | Arup |  |  |  |  | Project 77 | 100% | 1 | Canada Water Dockside Plot A2Assessment 2 - decarbonisation
Castle & Fitzroy House 37 - 45 Paul Street | Assessment 1 - no decarbonisation | 2300 | Islington | EC2A 4UY | P2022/2893/FUL | Planning Portal | commercial building of 9 storeys (incl. lower ground and basement level) | 2022-08-31 | 2023-10-12 |  | Office |  | New Build |  |  |  | 32541 |  |  | 32541 | [7 empty] | 12 | 11 |  |  |  | Hoare Lea |  |  |  |  | Project 78 | 100% | 1 | Castle & Fitzroy House 37 - 45 Paul StreetAssessment 1 - no decarbonisation
Castle & Fitzroy House 37 - 45 Paul Street | Assessment 2 - decarbonisation |  | Islington | EC2A 4UY | P2022/2893/FUL | Planning Portal | commercial building of 9 storeys (incl. lower ground and basement level) | 2022-08-31 | 2023-10-12 |  | Office |  | New Build |  |  |  | 32541 |  |  | 32541 | [7 empty] | 12 | 11 |  |  |  | Hoare Lea |  |  |  |  | Project 78 | 100% | 1 | Castle & Fitzroy House 37 - 45 Paul StreetAssessment 2 - decarbonisation
Church street residential development London | Assessment 1 - no decarbonisation | 1954 | Westminster | NW8 8EX | 21/08160/COOUT | Planning Portal |  | 2021-11-23 | 2023-06-30 |  | Commercial & Residential |  | New Build |  |  |  | 42683 |  |  | 42683 | [7 empty] | 14 | 13 |  |  |  | Max Fordham |  |  |  |  | Project 79 | 100% | 1 | Church street residential development LondonAssessment 1 - no decarbonisation
Church street residential development London | Assessment 2 - decarbonisation |  | Westminster | NW8 8EX | 21/08160/COOUT | Planning Portal |  | 2021-11-23 | 2023-06-30 |  | Commercial & Residential |  | New Build |  |  |  | 42683 |  |  | 42683 | [7 empty] | 14 | 13 |  |  |  | Max Fordham |  |  |  |  | Project 79 | 100% | 1 | Church street residential development LondonAssessment 2 - decarbonisation
Colechurch House | Assessment 1 - no decarbonisation | 2737 | Southwark | SE1 2SX | 20/AP/3013 | Planning Portal | Erection of elevated 22-storey building, 4 storey basement, plant areas | 2020-10-12 |  |  | Office & Retail |  | New Build |  |  |  | 48178 |  |  | 48178 | [7 empty] | 26 | 22 |  |  |  | Sweco |  |  |  |  | Project 80 | 100% | 1 | Colechurch HouseAssessment 1 - no decarbonisation
Colechurch House | Assessment 2 - decarbonisation | 1718 | Southwark | SE1 2SX | 20/AP/3013 | Planning Portal | Erection of elevated 22-storey building, 4 storey basement, plant areas | 2020-10-12 |  |  | Office & Retail |  | New Build |  |  |  | 48178 |  |  | 48178 | [7 empty] | 26 | 22 |  |  |  | Sweco |  |  |  |  | Project 80 | 100% | 1 | Colechurch HouseAssessment 2 - decarbonisation
Cripplegate House 1 Golden Lane | Assessment 1 - no decarbonisation | 1589 | City of London | EC1Y 0RR | 22/00202/FULMAJ | Planning Portal | Heritage building: retained. 90s Refurbishment: floors, core and structure retained. Floors extended. Northern elevation replaced and others reclad. Roof Refurbishment. | 2022-03-28 | 2022-11-01 |  | Office | No | Light Refurbishment | 1890s | Grade II | 12988.67 | 15649 | 1443.1856 | 20.48% | 2588 | No new basement |  | Steel | RC Cores / shear walls | RC Cores / shear walls |  | 9 | 13 | 12 | 3 |  |  | Hawkins Brown | London Structures Lab |  | HawkinsBrown | One Click LCA | Project 81 | 11.11% | 4 | Cripplegate House 1 Golden LaneAssessment 1 - no decarbonisation
Cripplegate House 1 Golden Lane | Assessment 2 - decarbonisation | 1434 | City of London | EC1Y 0RR | 22/00202/FULMAJ | Planning Portal | Heritage building: retained. 90s Refurbishment: floors, core and structure retained. Floors extended. Northern elevation replaced and others reclad. Roof Refurbishment. | 2022-03-28 | 2022-11-01 |  | Office | No | Light Refurbishment | 1890s | Grade II | 12988.67 | 15649 | 1443.1856 | 20.48% | 2588 | No new basement |  | Steel | RC Cores / shear walls | RC Cores / shear walls |  | 9 | 13 | 12 | 3 |  |  | Hawkins Brown | London Structures Lab |  | HawkinsBrown | One Click LCA | Project 81 | 11.11% | 4 | Cripplegate House 1 Golden LaneAssessment 2 - decarbonisation
Dyne House | Assessment 1 - no decarbonisation | 1564 | Haringey | N6 5EE | HGY/2023/0328 | Planning Portal | Redevelopment of Dyne House, to include: 1) Retention, refurbishment, Refurbishment and basement works to the principal five storey Dyne House structure (plus plant and lift over run); 2) Demolition and redevelopment of the rear Refurbishment and associated buildings to the rear, with erection of a new part one and part two storey structure, together with new basement levels; 3) Retention of the Parade Ground open space, with new multi-use surface; 4) Associated improvements to the Island Site access and underground tunnel, including: demolition of existing service block and erection of a replacement part one and part two storey structure; and 5) Associated landscaping and improved provision for emergency services, servicing and disabled parking. | 2023-03-08 |  | Pending | School | No | Heavy Refurbishment | 1960s | Not listed | 3019 | 6216 | 925 | 105.9% | 4122 | New and retained basement | Reinforced Concrete | Timber and steel |  | RC Cores / shear walls |  | 6 | 6 | 5 |  | 4 |  | AECOM | Expedition Engineering | AECOM | Hopkins Architects | One Click LCA | Project 82 | 30.64% | 3 | Dyne HouseAssessment 1 - no decarbonisation
Dyne House | Assessment 2 - decarbonisation |  | Haringey | N6 5EE | HGY/2023/0328 | Planning Portal | Redevelopment of Dyne House, to include: 1) Retention, refurbishment, Refurbishment and basement works to the principal five storey Dyne House structure (plus plant and lift over run); 2) Demolition and redevelopment of the rear Refurbishment and associated buildings to the rear, with erection of a new part one and part two storey structure, together with new basement levels; 3) Retention of the Parade Ground open space, with new multi-use surface; 4) Associated improvements to the Island Site access and underground tunnel, including: demolition of existing service block and erection of a replacement part one and part two storey structure; and 5) Associated landscaping and improved provision for emergency services, servicing and disabled parking. | 2023-03-08 |  | Pending | School | No | Heavy Refurbishment | 1960s | Not listed | 3019 | 6216 | 925 | 105.9% | 4122 | New and retained basement | Reinforced Concrete | Timber and steel |  | RC Cores / shear walls |  | 6 | 6 | 5 |  | 4 |  | AECOM | Expedition Engineering | AECOM | Hopkins Architects | One Click LCA | Project 82 | 30.64% | 3 | Dyne HouseAssessment 2 - decarbonisation
Edward Rudolph House, 69-85 Margery Street | Assessment 1 - no decarbonisation | 1230 | Islington | WC1X 0JL | P2023/2059/FUL | Planning Portal | Demolition of existing building and erection of a 4-storey office building, plant encosure to roof | 2023-08-02 |  |  | Office |  | New Build |  |  |  | 4960 |  |  | 4960 | [7 empty] | 4 | 4 |  |  |  | Verte |  |  |  |  | Project 83 | 100% | 1 | Edward Rudolph House, 69-85 Margery StreetAssessment 1 - no decarbonisation
Edward Rudolph House, 69-85 Margery Street | Assessment 2 - decarbonisation |  | Islington | WC1X 0JL | P2023/2059/FUL | Planning Portal | Demolition of existing building and erection of a 4-storey office building, plant encosure to roof | 2023-08-02 |  |  | Office |  | New Build |  |  |  | 4960 |  |  | 4960 | [7 empty] | 4 | 4 |  |  |  | Verte |  |  |  |  | Project 83 | 100% | 1 | Edward Rudolph House, 69-85 Margery StreetAssessment 2 - decarbonisation
Elephant And Castle Shopping Centre Site | Assessment 1 - no decarbonisation |  | Southwark | SE17 1EU | 21/AP/1104 | Planning Portal | Multiple buiulding development | 2021-03-29 | 2021-07-29 |  | Commercial & Residential |  | New Build |  |  |  | 7330 |  |  | 7330 | [12 empty] | Hoare Lea |  |  |  |  | Project 84 | 100% | 1 | Elephant And Castle Shopping Centre SiteAssessment 1 - no decarbonisation
Elephant And Castle Shopping Centre Site | Assessment 2 - decarbonisation |  | Southwark | SE17 1EU | 21/AP/1104 | Planning Portal | Multiple buiulding development | 2021-03-29 | 2021-07-29 |  | Commercial & Residential |  | New Build |  |  |  | 7330 |  |  | 7330 | [12 empty] | Hoare Lea |  |  |  |  | Project 84 | 100% | 1 | Elephant And Castle Shopping Centre SiteAssessment 2 - decarbonisation
Evelina Children's Hospital | Assessment 1 - no decarbonisation | 3476 | Lambeth | SE1 7EH | 21/01869/FUL | Planning Portal | 12 storey building plus 2 storey basement with 5 storey link Refurbishment | 2021-01-26 |  |  | Hospital/Medical |  | New Build |  |  |  | 27306 |  |  | 27306 | [7 empty] | 14 | 12 |  |  |  | AECOM |  |  |  |  | Project 85 | 100% | 1 | Evelina Children's HospitalAssessment 1 - no decarbonisation
Evelina Children's Hospital | Assessment 2 - decarbonisation | 1745 | Lambeth | SE1 7EH | 21/01869/FUL | Planning Portal | 12 storey building plus 2 storey basement with 5 storey link Refurbishment | 2021-01-26 |  |  | Hospital/Medical |  | New Build |  |  |  | 27306 |  |  | 27306 | [7 empty] | 14 | 12 |  |  |  | AECOM |  |  |  |  | Project 85 | 100% | 1 | Evelina Children's HospitalAssessment 2 - decarbonisation
Former Blackfriars Crown Court | Assessment 1 - no decarbonisation | 3223 | Southwark | SE1 0BT | 22/AP/1347 | Planning Portal | Minor material amendments to planning permission 20/AP/1537 [approval date: 06.05.2021] for the development of the site including partial demolition, Refurbishments and alterations to provide a commercial building with community uses. The amendments comprise: - basement and structural alterations including deepened and extended basement and revised piling approach; - cross laminated timber floor construction changed to concrete plank system; - addition of external structural columns on Sawyer Street façade; - internal reconfiguration including consolidation of cores, relocated refuse store, revised cycle parking and end of journey facilities, revised affordable workspace and community auditorium design; - fire strategy updates; - external alterations to doors and repositioning of south-east external stair; - relocation of visitor cycle parking; - rooftop amendments including revised swimming pool and atrium, revised roof plant enclosures, revised Community Pavilion layout, provision of additional office space; and - the addition of 37 more trees. ¦ Site Of The Former Blackfriars Crown Court 1-15 Pocock Street London SE1 0BT | 2022-04-04 | 2022-10-10 | Granted | Office & Retail | Yes | Heavy Refurbishment | 1960s | Not listed | 14459 | 34264 | 7811 | 137% | 27616 | New and retained basement | [5 empty] | 6 | 10 | 8 | 4 |  |  | Atelier Ten | AKT II | Atelier Ten | Sheppard Robson | One Click LCA | Project 87 | 54.02% | 3 | Former Blackfriars Crown CourtAssessment 1 - no decarbonisation
Former Blackfriars Crown Court | Assessment 2 - decarbonisation |  | Southwark | SE1 0BT | 22/AP/1347 | Planning Portal | Minor material amendments to planning permission 20/AP/1537 [approval date: 06.05.2021] for the development of the site including partial demolition, Refurbishments and alterations to provide a commercial building with community uses. The amendments comprise: - basement and structural alterations including deepened and extended basement and revised piling approach; - cross laminated timber floor construction changed to concrete plank system; - addition of external structural columns on Sawyer Street façade; - internal reconfiguration including consolidation of cores, relocated refuse store, revised cycle parking and end of journey facilities, revised affordable workspace and community auditorium design; - fire strategy updates; - external alterations to doors and repositioning of south-east external stair; - relocation of visitor cycle parking; - rooftop amendments including revised swimming pool and atrium, revised roof plant enclosures, revised Community Pavilion layout, provision of additional office space; and - the addition of 37 more trees. ¦ Site Of The Former Blackfriars Crown Court 1-15 Pocock Street London SE1 0BT | 2022-04-04 | 2022-10-10 | Granted | Office & Retail | Yes | Heavy Refurbishment | 1960s | Not listed | 14459 | 34264 | 7811 | 137% | 27616 | New and retained basement | [5 empty] | 6 | 10 | 8 | 4 |  |  | Atelier Ten | AKT II | Atelier Ten | Sheppard Robson | One Click LCA | Project 87 | 54.02% | 3 | Former Blackfriars Crown CourtAssessment 2 - decarbonisation
Friars Close | Assessment 1 - no decarbonisation | 1625 | Southwark | SE1 0UL | 22/AP/4376 | Planning Portal | Erection of 9-storey building with 21-storey tower, terrace on 10th storey, external plan and waste storage | 2022-12-28 |  |  | Residential (inc. student accomodation) |  | New Build |  |  |  | 15513 |  |  | 15513 | [7 empty] | 21 | 21 |  |  |  | Max Fordham |  |  |  |  | Project 88 | 100% | 1 | Friars CloseAssessment 1 - no decarbonisation
Friars Close | Assessment 2 - decarbonisation |  | Southwark | SE1 0UL | 22/AP/4376 | Planning Portal | Erection of 9-storey building with 21-storey tower, terrace on 10th storey, external plan and waste storage | 2022-12-28 |  |  | Residential (inc. student accomodation) |  | New Build |  |  |  | 15513 |  |  | 15513 | [7 empty] | 21 | 21 |  |  |  | Max Fordham |  |  |  |  | Project 88 | 100% | 1 | Friars CloseAssessment 2 - decarbonisation
Friary Court 65 Crutched Friars | Assessment 1 - no decarbonisation | 2543 | City of London | EC3N 2AE | 22/00882/FULMAJ | Planning Portal | Demolition of existing building and redevelopment for new building comprising basment, ground plus 20 upper floors | 2022-09-30 | 2023-06-27 |  | Residential (inc. student accomodation) |  | New Build |  |  |  | 27844 |  |  | 27844 | [7 empty] | 22 | 20 |  |  |  | Waterman Building Services |  |  |  |  | Project 89 | 100% | 1 | Friary Court 65 Crutched FriarsAssessment 1 - no decarbonisation
Friary Court 65 Crutched Friars | Assessment 2 - decarbonisation |  | City of London | EC3N 2AE | 22/00882/FULMAJ | Planning Portal | Demolition of existing building and redevelopment for new building comprising basment, ground plus 20 upper floors | 2022-09-30 | 2023-06-27 |  | Residential (inc. student accomodation) |  | New Build |  |  |  | 27844 |  |  | 27844 | [7 empty] | 22 | 20 |  |  |  | Waterman Building Services |  |  |  |  | Project 89 | 100% | 1 | Friary Court 65 Crutched FriarsAssessment 2 - decarbonisation
Gillingham House | Assessment 1 - no decarbonisation | 1362 | Westminster | SW1V 1HU | 23/01690/FULL | Planning Portal | Intensive refurbishment and Refurbishment (demolish 2,183m2), 60% of area and 70% of volume retained | 2023-03-13 |  |  | Office |  | Heavy Refurbishment |  |  | 5457.5 | 9450 | 2183 | 73.16% | 6175.5 | No new basement | [5 empty] | 4 | 8 | 8 | 4 |  |  | Atelier Ten | Stantec |  |  |  | Project 90 | 40% | 3 | Gillingham HouseAssessment 1 - no decarbonisation
Gillingham House | Assessment 2 - decarbonisation |  | Westminster | SW1V 1HU | 23/01690/FULL | Planning Portal | Intensive refurbishment and Refurbishment (demolish 2,183m2), 60% of area and 70% of volume retained | 2023-03-13 |  |  | Office |  | Heavy Refurbishment |  |  | 5457.5 | 9450 | 2183 | 73.16% | 6175.5 | No new basement | [5 empty] | 4 | 8 | 8 | 4 |  |  | Atelier Ten | Stantec |  |  |  | Project 90 | 40% | 3 | Gillingham HouseAssessment 2 - decarbonisation
Hyatt Place | Assessment 1 - no decarbonisation | 1847 | Hillingdon | UB4 0JN | 2385/APP/2022/2952 | Planning Portal | Partial demolition of the existing building, followed by refurbishment, side Refurbishments and upwards Refurbishments, alongside erection of perimeter blocks around a podium level, to increase hotel capacity (Class C1) whilst introducing industrial uses (Class E(g)(ii) and E(g)(iii)) at ground and first floor level. | 2022-09-27 |  | Pending | Hotel | Yes | Heavy Refurbishment | 1960s | Not listed | 9885 | 20372 | 1211 | 106.1% | 11698 | [6 empty] | 13 | 14 | 14 | 1 |  |  | Love Design Studio | Engineeria | Woodcote Power Consulting | Haptic | One Click LCA | Project 91 | 12.25% | 3 | Hyatt PlaceAssessment 1 - no decarbonisation
Hyatt Place | Assessment 2 - decarbonisation |  | Hillingdon | UB4 0JN | 2385/APP/2022/2952 | Planning Portal | Partial demolition of the existing building, followed by refurbishment, side Refurbishments and upwards Refurbishments, alongside erection of perimeter blocks around a podium level, to increase hotel capacity (Class C1) whilst introducing industrial uses (Class E(g)(ii) and E(g)(iii)) at ground and first floor level. | 2022-09-27 |  | Pending | Hotel | Yes | Heavy Refurbishment | 1960s | Not listed | 9885 | 20372 | 1211 | 106.1% | 11698 | [6 empty] | 13 | 14 | 14 | 1 |  |  | Love Design Studio | Engineeria | Woodcote Power Consulting | Haptic | One Click LCA | Project 91 | 12.25% | 3 | Hyatt PlaceAssessment 2 - decarbonisation
Island Site Woolwich | Assessment 1 - no decarbonisation | 1002 | Greenwich | SE18 6PF | 22/3162/F | Planning Portal | The redevelopment (together with demolition and part demolition of existing buildings) and refurbishment of the Island Site to provide 494 co-living units (Use Class Sui Generis), 20 residential dwellings (Use Class C3(a)), community uses (Use Class E(d) and F2(b)), retail (Use Class E(a)), restaurants and cafes (Use Class E(b)) and offices (Use Class E(c)), new public realm with hard and soft landscaping, highways works, car parking, cycle parking, refuse and recycling storage, plant, external amenity space and associated works. Further detailed explanation of the proposal (not forming part of the formal description of development set out above): The proposal includes the erection of two mixed-use buildings following demolition of 17-27 Thomas Street and IBC Main Building; the refurbishment, Refurbishment and change of use of 2-4 Wellington Street, 6-10 Wellington Street, 12-14 Wellington Street, Thames Polytechnic: Arts and Science Building, Former Polytechnic Hall, 29 Thomas Street, IBC Central Building and refurbishment (and partial demolition) of the former workshops. To facilitate the following: 20 residential dwellings (Use Class C3(a)) 494 co-living units (Use Class sui generis) 3,294 sqm (GIA) of non-residential floorspace site wide · 1,100 sqm GIA of community uses (Use Class E(d) and F2(b)) · 1,414 sqm GIA of retail (Use Class E(a)) and restaurants and cafes (Use Class E(b)) · 780 sqm GIA of office floorspace (Use Class E(c)) Maximum building height of 35.12 metres Above Ordnance Datum (m AOD). The demolition works include 18-36 Wellington Street and 17-27 Thomas Street as well as the non-original rear Refurbishments to the Arts and Science building and the fourth workshop, and comprises a volume of 34,634 m3 (This application is an EIA development and is accompanied by an Environmental Statement) (The development may impact on the setting of the Grade II listed building on-site being the University of Greenwich, Woolwich Campus: Original Building, Gymnasium to Rear and Corner Entrance Range, as well as nearby Grade II* and Grade II listed buildings. In addition, the development may also impact the setting of the Woolwich Conservation Area) (The development includes demolition of unlisted buildings or structures in the Woolwich Conservation Area) | 2022-08-22 |  | Pending | Office, Retail & Residential | Yes | Heavy Refurbishment | 1880s | Grade II | 12544 | 28528 | 2508.8 | 127.4% | 18492.8 | No new basement | [5 empty] | 5 | 8 | 7 | 3 | 6 |  | Create |  |  |  | One Click LCA | Project 93 | 20% | 3 | Island Site WoolwichAssessment 1 - no decarbonisation
Island Site Woolwich | Assessment 2 - decarbonisation | 971 | Greenwich | SE18 6PF | 22/3162/F | Planning Portal | The redevelopment (together with demolition and part demolition of existing buildings) and refurbishment of the Island Site to provide 494 co-living units (Use Class Sui Generis), 20 residential dwellings (Use Class C3(a)), community uses (Use Class E(d) and F2(b)), retail (Use Class E(a)), restaurants and cafes (Use Class E(b)) and offices (Use Class E(c)), new public realm with hard and soft landscaping, highways works, car parking, cycle parking, refuse and recycling storage, plant, external amenity space and associated works. Further detailed explanation of the proposal (not forming part of the formal description of development set out above): The proposal includes the erection of two mixed-use buildings following demolition of 17-27 Thomas Street and IBC Main Building; the refurbishment, Refurbishment and change of use of 2-4 Wellington Street, 6-10 Wellington Street, 12-14 Wellington Street, Thames Polytechnic: Arts and Science Building, Former Polytechnic Hall, 29 Thomas Street, IBC Central Building and refurbishment (and partial demolition) of the former workshops. To facilitate the following: 20 residential dwellings (Use Class C3(a)) 494 co-living units (Use Class sui generis) 3,294 sqm (GIA) of non-residential floorspace site wide · 1,100 sqm GIA of community uses (Use Class E(d) and F2(b)) · 1,414 sqm GIA of retail (Use Class E(a)) and restaurants and cafes (Use Class E(b)) · 780 sqm GIA of office floorspace (Use Class E(c)) Maximum building height of 35.12 metres Above Ordnance Datum (m AOD). The demolition works include 18-36 Wellington Street and 17-27 Thomas Street as well as the non-original rear Refurbishments to the Arts and Science building and the fourth workshop, and comprises a volume of 34,634 m3 (This application is an EIA development and is accompanied by an Environmental Statement) (The development may impact on the setting of the Grade II listed building on-site being the University of Greenwich, Woolwich Campus: Original Building, Gymnasium to Rear and Corner Entrance Range, as well as nearby Grade II* and Grade II listed buildings. In addition, the development may also impact the setting of the Woolwich Conservation Area) (The development includes demolition of unlisted buildings or structures in the Woolwich Conservation Area) | 2022-08-22 |  | Pending | Office, Retail & Residential | Yes | Heavy Refurbishment | 1880s | Grade II | 12544 | 28528 | 2508.8 | 127.4% | 18492.8 | No new basement | [5 empty] | 5 | 8 | 7 | 3 | 6 |  | Create |  |  |  | One Click LCA | Project 93 | 20% | 3 | Island Site WoolwichAssessment 2 - decarbonisation
Jubilee House | Assessment 1 - no decarbonisation | 2383 | London Legacy Development Corporation | E15 1AN | 21/00483/FUL | Planning Portal | Application made under the provisions of the Town and Country Planning Act 1990 (England and Wales) (as amended), accompanied by an ES under the Environmental Impact Assessment Regulations 2017 (as amended), seeking approval for the demolition for the demolition of Jubilee House (Class E - Office) and partial demolition of Broadway House (Class F1 - School) and erection of a building up to 36 storeys (plus basement, roof plant and partial mezzanine above ground floor) 32,760m2 (GIA) to provide student accommodation 23,900m2 (GIA) (Sui Generis) and a school 8,815m2 (GIA) (Class F1), with provision of a new eastern access ramp to the Jupp Road Bridge, public realm and associated hard and soft landscaping, car parking and servicing, cycle store, boundary treatments and other associated works. | 2021-10-13 | 2022-09-21 | Granted | Residential (inc. student accomodation) |  | Heavy Refurbishment |  | Not listed | 9586 | 32760 | 7570 | 241.7% | 30744 | [6 empty] | 6 | 39 | 38 | 33 |  |  | eb7 | Elliot Wood | DSA | Allford Hall Monaghan Morris | One Click LCA | Project 95 | 78.97% | 3 | Jubilee HouseAssessment 1 - no decarbonisation
Jubilee House | Assessment 2 - decarbonisation |  | London Legacy Development Corporation | E15 1AN | 21/00483/FUL | Planning Portal | Application made under the provisions of the Town and Country Planning Act 1990 (England and Wales) (as amended), accompanied by an ES under the Environmental Impact Assessment Regulations 2017 (as amended), seeking approval for the demolition for the demolition of Jubilee House (Class E - Office) and partial demolition of Broadway House (Class F1 - School) and erection of a building up to 36 storeys (plus basement, roof plant and partial mezzanine above ground floor) 32,760m2 (GIA) to provide student accommodation 23,900m2 (GIA) (Sui Generis) and a school 8,815m2 (GIA) (Class F1), with provision of a new eastern access ramp to the Jupp Road Bridge, public realm and associated hard and soft landscaping, car parking and servicing, cycle store, boundary treatments and other associated works. | 2021-10-13 | 2022-09-21 | Granted | Residential (inc. student accomodation) |  | Heavy Refurbishment |  | Not listed | 9586 | 32760 | 7570 | 241.7% | 30744 | [6 empty] | 6 | 39 | 38 | 33 |  |  | eb7 | Elliot Wood | DSA | Allford Hall Monaghan Morris | One Click LCA | Project 95 | 78.97% | 3 | Jubilee HouseAssessment 2 - decarbonisation
JVC Business Park | Assessment 1 - no decarbonisation | 124592 | Brent | NW2 7AF | 22/1849 | Planning Portal | Full planning application for an Refurbishment to the existing data centre at the adjacent JVC House, alongside the re-configuration of the car parking layout, in association with its use as a data centre, subject to Deed of Agreement dated 6th December 2022 under Section 106 of Town and Country Planning Act, 1990. ¦ JVC Business Park, Priestley Way, London, NW2 | 2022-05-19 | 2022-12-07 | Granted | Data Centre | No | Heavy Refurbishment | 2000s | Not listed | 28470 | 47182 | 0 | 65.73% | 18712 | No new basement | [5 empty] | 4 | 4 | 4 |  | 4 |  | Hoare Lea |  |  | Scott Brownrigg | One Click LCA | Project 96 | 0% | 3 | JVC Business ParkAssessment 1 - no decarbonisation
JVC Business Park | Assessment 2 - decarbonisation | 38819 | Brent | NW2 7AF | 22/1849 | Planning Portal | Full planning application for an Refurbishment to the existing data centre at the adjacent JVC House, alongside the re-configuration of the car parking layout, in association with its use as a data centre, subject to Deed of Agreement dated 6th December 2022 under Section 106 of Town and Country Planning Act, 1990. ¦ JVC Business Park, Priestley Way, London, NW2 | 2022-05-19 | 2022-12-07 | Granted | Data Centre | No | Heavy Refurbishment | 2000s | Not listed | 28470 | 47182 | 0 | 65.73% | 18712 | No new basement | [5 empty] | 4 | 4 | 4 |  | 4 |  | Hoare Lea |  |  | Scott Brownrigg | One Click LCA | Project 96 | 0% | 3 | JVC Business ParkAssessment 2 - decarbonisation
Kensington Centre, 66 Hammersmith Road | Assessment 1 - no decarbonisation | 3199 | Hammersmith and Fulham | W14 8UD | 2023/00585/FUL | Planning Portal | Demolition of existing building and erection of 11-storey building (plus basement and plant roof) | 2023-03-03 |  |  | Office |  | New Build |  |  |  | 24441 |  |  | 24441 | [7 empty] | 12 | 11 |  |  |  | LCD |  |  |  |  | Project 97 | 100% | 1 | Kensington Centre, 66 Hammersmith RoadAssessment 1 - no decarbonisation
Kensington Centre, 66 Hammersmith Road | Assessment 2 - decarbonisation |  | Hammersmith and Fulham | W14 8UD | 2023/00585/FUL | Planning Portal | Demolition of existing building and erection of 11-storey building (plus basement and plant roof) | 2023-03-03 |  |  | Office |  | New Build |  |  |  | 24441 |  |  | 24441 | [7 empty] | 12 | 11 |  |  |  | LCD |  |  |  |  | Project 97 | 100% | 1 | Kensington Centre, 66 Hammersmith RoadAssessment 2 - decarbonisation
King's Place (Land at Harper Street/Borough High Street) | Assessment 1 - no decarbonisation | 1763 | Southwark | SE1 1JJ | 23/AP/0479 | Planning Portal | Demolition of existing buildings, part 5-11 storey building. | 2023-02-22 |  |  | Residential (inc. student accomodation) |  | New Build |  |  |  | 16036 |  |  | 16036 | [7 empty] | 11 | 11 |  |  |  | Scotch Partners |  |  |  |  | Project 98 | 100% | 1 | King's Place (Land at Harper Street/Borough High Street)Assessment 1 - no decarbonisation
King's Place (Land at Harper Street/Borough High Street) | Assessment 2 - decarbonisation |  | Southwark | SE1 1JJ | 23/AP/0479 | Planning Portal | Demolition of existing buildings, part 5-11 storey building. | 2023-02-22 |  |  | Residential (inc. student accomodation) |  | New Build |  |  |  | 16036 |  |  | 16036 | [7 empty] | 11 | 11 |  |  |  | Scotch Partners |  |  |  |  | Project 98 | 100% | 1 | King's Place (Land at Harper Street/Borough High Street)Assessment 2 - decarbonisation
Leconfield House | Assessment 1 - no decarbonisation | 2646 | Westminster | W1J 5JB | 23/02111/FULL | Planning Portal | Excavation to provide one additional basement level; removal and replacement of facades at ground floor level and part first floor and alterations to the facades at first to fifth floor levels including replacement windows throughout; demolition of the sixth and seventh floor levels and replacement with new sixth and seventh floor levels with plant in an associated enclosure, creation of terraces at sixth and seventh floor level, a rear Refurbishment on the western side of the building from ground to seventh floor level and use of the building as either medical / spa / bars / restaurants / retail / office and fitness, or as office accommodation all within Class E. | 2023-03-29 |  | Pending | Office & Retail | No | Heavy Refurbishment | 1930s | Not listed | 8757 | 10148 | 1452 | 15.88% | 2843 | New and retained basement | [5 empty] | 9 | 10 | 8 | 1 | 8 |  | Elliott Wood | Elliot Wood | AECOM | EPR Architects | One Click LCA | Project 99 | 16.58% | 3 | Leconfield HouseAssessment 1 - no decarbonisation
Leconfield House | Assessment 2 - decarbonisation |  | Westminster | W1J 5JB | 23/02111/FULL | Planning Portal | Excavation to provide one additional basement level; removal and replacement of facades at ground floor level and part first floor and alterations to the facades at first to fifth floor levels including replacement windows throughout; demolition of the sixth and seventh floor levels and replacement with new sixth and seventh floor levels with plant in an associated enclosure, creation of terraces at sixth and seventh floor level, a rear Refurbishment on the western side of the building from ground to seventh floor level and use of the building as either medical / spa / bars / restaurants / retail / office and fitness, or as office accommodation all within Class E. | 2023-03-29 |  | Pending | Office & Retail | No | Heavy Refurbishment | 1930s | Not listed | 8757 | 10148 | 1452 | 15.88% | 2843 | New and retained basement | [5 empty] | 9 | 10 | 8 | 1 | 8 |  | Elliott Wood | Elliot Wood | AECOM | EPR Architects | One Click LCA | Project 99 | 16.58% | 3 | Leconfield HouseAssessment 2 - decarbonisation
Liverpool Street Station | Assessment 1 - no decarbonisation | 2256 | City of London | EC2M 7PY | 23/00453/FULEIA | Planning Portal | Partial demolition of Station including concourse, train sheds and entrances to Bishopsgate, Liverpool Street and Sun Street Passage. Demolition of 50 Liverpool Street. Construction and remodelling of station at basement, lower and upper concourses, new station roof, new entrances to Bishopsgate, Liverpool Street and Sun Street Passage, new lifts and escalators. Provision of units at basement, lower and upper concourse flrs for retail, café/restaurant, public house/bar. Remodelling of existing bus station and provision of a cycle hub on upper concourse. Andaz/Great Eastern Hotel:Alteration of existing building at basement, ground and upper flrs including insertion of new structure, creation of new west wall and removal and replacement of mansard roof. Change of use from hotel to office at part ground flr and across flrs 1-4; access to servicing area from vehicle lifts at flr 3; provision of units at basement and ground for retail, café/restaurant, and public house/bar; spaces for leisure and community uses; retail and café/restaurant at part of flr 5. Over Station Development:Erection of a new building above Liverpool Street Station and 40 Liverpool Street with maximum height of 108.6 metres AOD in height (excluding rooftop plant) comprising office use at flrs 5-13, and partly at flrs 14-15, with ancillary lobby and functions at flrs 3-4. New hotel at flrs 17-20 and partly within flrs 14-16, ancillary restaurant/bar at flr 15 and ancillary leisure facility at flr 16. New public amenity space at podium level comprising café/restaurant, retail, leisure; and partially at flr 16 comprising outdoor pool, leisure court and café/restaurant, alongside a publicly accessible roof garden. Provision of lifts, cycle parking, servicing, refuse, and plant. Public Realm:Refurbishment and Refurbishment of Hope Square and Bishopsgate Plaza. New pedestrian routes, including the pedestrianisation of Liverpool Street and new pedestrian footway to Exchange Square | 2023-05-02 |  | Pending |  | No | Heavy Refurbishment | 1880s | Grade II* | 40869 | 151394 | 22443 | 270.4% | 132968 | No new basement | [5 empty] | 10 | 24 | 22 | 14 |  |  | WSP | WSP | WSP | Herzog & de Meuron | One Click LCA | Project 100 | 54.91% | 3 | Liverpool Street StationAssessment 1 - no decarbonisation
Liverpool Street Station | Assessment 2 - decarbonisation |  | City of London | EC2M 7PY | 23/00453/FULEIA | Planning Portal | Partial demolition of Station including concourse, train sheds and entrances to Bishopsgate, Liverpool Street and Sun Street Passage. Demolition of 50 Liverpool Street. Construction and remodelling of station at basement, lower and upper concourses, new station roof, new entrances to Bishopsgate, Liverpool Street and Sun Street Passage, new lifts and escalators. Provision of units at basement, lower and upper concourse flrs for retail, café/restaurant, public house/bar. Remodelling of existing bus station and provision of a cycle hub on upper concourse. Andaz/Great Eastern Hotel:Alteration of existing building at basement, ground and upper flrs including insertion of new structure, creation of new west wall and removal and replacement of mansard roof. Change of use from hotel to office at part ground flr and across flrs 1-4; access to servicing area from vehicle lifts at flr 3; provision of units at basement and ground for retail, café/restaurant, and public house/bar; spaces for leisure and community uses; retail and café/restaurant at part of flr 5. Over Station Development:Erection of a new building above Liverpool Street Station and 40 Liverpool Street with maximum height of 108.6 metres AOD in height (excluding rooftop plant) comprising office use at flrs 5-13, and partly at flrs 14-15, with ancillary lobby and functions at flrs 3-4. New hotel at flrs 17-20 and partly within flrs 14-16, ancillary restaurant/bar at flr 15 and ancillary leisure facility at flr 16. New public amenity space at podium level comprising café/restaurant, retail, leisure; and partially at flr 16 comprising outdoor pool, leisure court and café/restaurant, alongside a publicly accessible roof garden. Provision of lifts, cycle parking, servicing, refuse, and plant. Public Realm:Refurbishment and Refurbishment of Hope Square and Bishopsgate Plaza. New pedestrian routes, including the pedestrianisation of Liverpool Street and new pedestrian footway to Exchange Square | 2023-05-02 |  | Pending |  | No | Heavy Refurbishment | 1880s | Grade II* | 40869 | 151394 | 22443 | 270.4% | 132968 | No new basement | [5 empty] | 10 | 24 | 22 | 14 |  |  | WSP | WSP | WSP | Herzog & de Meuron | One Click LCA | Project 100 | 54.91% | 3 | Liverpool Street StationAssessment 2 - decarbonisation
Maclise Multi-Storey Car Park, Olympia | Assessment 1 - no decarbonisation | 3199 | Hammersmith and Fulham | W14 8UX | 2021/04167/FUL | Planning Portal | All floors and internal structures (floor, ramps, princ. And sec. stair cores) demolished, elevation re-clad and re-glazed from ground to level 4, façade to retained structure replaced | 2021-12-29 |  |  | Hotel | Yes | Substructure and/or Façade Retained | 1930s | Grade II |  | 19655 |  |  | 19655 | New | Reinforced Concrete |  |  |  |  | 5 | 9 | 8 | 3 |  |  | McBains |  |  | SPPARC |  | Project 101 |  | 2 | Maclise Multi-Storey Car Park, OlympiaAssessment 1 - no decarbonisation
Maclise Multi-Storey Car Park, Olympia | Assessment 2 - decarbonisation | 2626 | Hammersmith and Fulham | W14 8UX | 2021/04167/FUL | Planning Portal | All floors and internal structures (floor, ramps, princ. And sec. stair cores) demolished, elevation re-clad and re-glazed from ground to level 4, façade to retained structure replaced | 2021-12-29 |  |  | Hotel | Yes | Substructure and/or Façade Retained | 1930s | Grade II |  | 19655 |  |  | 19655 | New | Reinforced Concrete |  |  |  |  | 5 | 9 | 8 | 3 |  |  | McBains |  |  | SPPARC |  | Project 101 |  | 2 | Maclise Multi-Storey Car Park, OlympiaAssessment 2 - decarbonisation
New City Court | Assessment 1 - no decarbonisation | 2295 | Southwark | SE1 9RS | 21/AP/1361 | Planning Portal | New-build 26-storey buildings (plus mezzanine and 2 basement levels), restoration and refurb. of listed terrace (4-16 St Thomas Street), redevelopment of Keats House (reinstatement of façade) | 2021-04-21 | 2022-01-13 |  | Office & Retail |  | Heavy Refurbishment |  | Grade II |  | 55461 |  | 90% | 55461 | New and retained basement | Brickwork and timber |  |  |  |  | 5 | 28 | 26 |  | 28 |  | chapmanbdsp |  |  | Allford Hall Monaghan Morris |  | Project 102 | 90% | 3 | New City CourtAssessment 1 - no decarbonisation
New City Court | Assessment 2 - decarbonisation | 1247 | Southwark | SE1 9RS | 21/AP/1361 | Planning Portal | New-build 26-storey buildings (plus mezzanine and 2 basement levels), restoration and refurb. of listed terrace (4-16 St Thomas Street), redevelopment of Keats House (reinstatement of façade) | 2021-04-21 | 2022-01-13 |  | Office & Retail |  | Heavy Refurbishment |  | Grade II |  | 55461 |  | 90% | 55461 | New and retained basement | Brickwork and timber |  |  |  |  | 5 | 28 | 26 |  | 28 |  | chapmanbdsp |  |  | Allford Hall Monaghan Morris |  | Project 102 | 90% | 3 | New City CourtAssessment 2 - decarbonisation
Newcombe House | Assessment 1 - no decarbonisation | 1696 | Kensington and Chelsea | W8 7LX | PP/23/03534 | Planning Portal | Newcombe House: 100% of tower foundations retained - vertical Refurbishment part 14-15 storey. 90% of steel frame and floor slabs retained. Kensington Church Street Building: erection of a new 6-storey building. Affordable block: 8-storey building. 43% floor slabs retained. 19% of the total proposed floor area GIA is demolished across the developments. | 2023-06-05 |  |  | Office | No | Heavy Refurbishment | 1950s | Not listed | 11400 | 26902 | 5942 | 136% | 21444 | New and retained basement | Reinforced Concrete |  | RC Cores / shear walls |  |  | 12 | 15 | 15 | 3 |  |  | HDR | AKT II | HDR | Squire and Partners | One Click LCA | Project 103 | 52.12% | 3 | Newcombe HouseAssessment 1 - no decarbonisation
Newcombe House | Assessment 2 - decarbonisation |  | Kensington and Chelsea | W8 7LX | PP/23/03534 | Planning Portal | Newcombe House: 100% of tower foundations retained - vertical Refurbishment part 14-15 storey. 90% of steel frame and floor slabs retained. Kensington Church Street Building: erection of a new 6-storey building. Affordable block: 8-storey building. 43% floor slabs retained. 19% of the total proposed floor area GIA is demolished across the developments. | 2023-06-05 |  |  | Office | No | Heavy Refurbishment | 1950s | Not listed | 11400 | 26902 | 5942 | 136% | 21444 | New and retained basement | Reinforced Concrete |  | RC Cores / shear walls |  |  | 12 | 15 | 15 | 3 |  |  | HDR | AKT II | HDR | Squire and Partners | One Click LCA | Project 103 | 52.12% | 3 | Newcombe HouseAssessment 2 - decarbonisation
Plot H1 Elephant Park | Assessment 1 - no decarbonisation | 2053 | Southwark | SE17 1GD | 21/AP/1819 | Planning Portal | Erection of 17-storey building with basement and rooftop plant. | 2021-05-24 |  |  | Office |  | New Build |  |  |  | 63598 |  |  | 63598 | [7 empty] | 18 | 17 |  |  |  | HDR |  |  |  |  | Project 105 | 100% | 1 | Plot H1 Elephant ParkAssessment 1 - no decarbonisation
Plot H1 Elephant Park | Assessment 2 - decarbonisation | 856 | Southwark | SE17 1GD | 21/AP/1819 | Planning Portal | Erection of 17-storey building with basement and rooftop plant. | 2021-05-24 |  |  | Office |  | New Build |  |  |  | 63598 |  |  | 63598 | [7 empty] | 18 | 17 |  |  |  | HDR |  |  |  |  | Project 105 | 100% | 1 | Plot H1 Elephant ParkAssessment 2 - decarbonisation
Portland House | Assessment 1 - no decarbonisation | 1927 | Westminster | SW1E 5DJ | 22/05428/FULL | Planning Portal | Two-storey Refurbishment including roof-level plant , creation of a setback rooftop Refurbishment, refurbishment of existing | 2022-08-04 | 2022-12-23 |  | Office | No | Light Refurbishment | 1960s | Not listed | 42501 | 46243 | 3280 | 8.804% | 3742 |  | Reinforced Concrete |  |  |  | Horizontal Refurbishment | 30 | 31 | 31 | 1 | 2 |  | Buro Happold |  |  |  |  | Project 106 | 7.717% | 4 | Portland HouseAssessment 1 - no decarbonisation
Portland House | Assessment 2 - decarbonisation |  | Westminster | SW1E 5DJ | 22/05428/FULL | Planning Portal | Two-storey Refurbishment including roof-level plant , creation of a setback rooftop Refurbishment, refurbishment of existing | 2022-08-04 | 2022-12-23 |  | Office | No | Light Refurbishment | 1960s | Not listed | 42501 | 46243 | 3280 | 8.804% | 3742 |  | Reinforced Concrete |  |  |  | Horizontal Refurbishment | 30 | 31 | 31 | 1 | 2 |  | Buro Happold |  |  |  |  | Project 106 | 7.717% | 4 | Portland HouseAssessment 2 - decarbonisation
Poultry Market And General Market And The Annexe Buildings West Smithfield | Assessment 1 - no decarbonisation | 2976 | City of London | EC1A 9LH | 19/01343/FULEIA | Planning Portal | Part demolition, repair, refurbishment and Refurbishment of existing buildings (all levels including basements) | 2019-12-19 | 2022-11-22 |  | Office | Yes | Heavy Refurbishment | 1950s | Grade II | 15617 | 43037 | 5466 | 175.6% | 32886 | New and retained basement | Reinforced Concrete |  |  |  | Load balancing at foundations | 3 | 3 | 3 |  | 1 |  | Arup |  |  |  | One Click LCA | Project 108 | 35% | 3 | Poultry Market And General Market And The Annexe Buildings West SmithfieldAssessment 1 - no decarbonisation
Poultry Market And General Market And The Annexe Buildings West Smithfield | Assessment 2 - decarbonisation |  | City of London | EC1A 9LH | 19/01343/FULEIA | Planning Portal | Part demolition, repair, refurbishment and Refurbishment of existing buildings (all levels including basements) | 2019-12-19 | 2022-11-22 |  | Office | Yes | Heavy Refurbishment | 1950s | Grade II | 15617 | 43037 | 5466 | 175.6% | 32886 | New and retained basement | Reinforced Concrete |  |  |  | Load balancing at foundations | 3 | 3 | 3 |  | 1 |  | Arup |  |  |  | One Click LCA | Project 108 | 35% | 3 | Poultry Market And General Market And The Annexe Buildings West SmithfieldAssessment 2 - decarbonisation
Princes Court - 7 Prince's Street | Assessment 1 - no decarbonisation | 3440 | City of London | EC2R 8AQ | 22/00158/FULMAJ | Planning Portal | Retention of superstructure RC frame and basement, 3 storeys of new light-weight structure added | 2022-02-28 | 2023-01-18 |  | Office & Retail |  | Light Refurbishment | 1970s | Not listed | 6318 | 7220 | 631.8 | 14.28% | 1533.8 | [6 empty] | 10 | 12 | 9 | 2 |  |  | Atelier Ten |  |  |  |  | Project 109 | 10% | 4 | Princes Court - 7 Prince's StreetAssessment 1 - no decarbonisation
Princes Court - 7 Prince's Street | Assessment 2 - decarbonisation | 1790 | City of London | EC2R 8AQ | 22/00158/FULMAJ | Planning Portal | Retention of superstructure RC frame and basement, 3 storeys of new light-weight structure added | 2022-02-28 | 2023-01-18 |  | Office & Retail |  | Light Refurbishment | 1970s | Not listed | 6318 | 7220 | 631.8 | 14.28% | 1533.8 | [6 empty] | 10 | 12 | 9 | 2 |  |  | Atelier Ten |  |  |  |  | Project 109 | 10% | 4 | Princes Court - 7 Prince's StreetAssessment 2 - decarbonisation
Red Lion Court 46-48 Park Street | Assessment 1 - no decarbonisation | 2067 | Southwark | SE1 9EQ | 22/AP/1602 | Planning Portal | Basement retained and extended by an additional level, re-use as many piles are possible. New 11-storey building with 2 cores | 2022-05-06 |  |  | Office | Yes | Substructure and/or Façade Retained |  |  | 17335 | 32965 | 17335 | 90.16% | 32965 | [7 empty] | 11 | 11 |  |  |  | Arup |  |  |  |  | Project 110 | 100% | 2 | Red Lion Court 46-48 Park StreetAssessment 1 - no decarbonisation
Red Lion Court 46-48 Park Street | Assessment 2 - decarbonisation | 1275 | Southwark | SE1 9EQ | 22/AP/1602 | Planning Portal | Basement retained and extended by an additional level, re-use as many piles are possible. New 11-storey building with 2 cores | 2022-05-06 |  |  | Office | Yes | Substructure and/or Façade Retained |  |  | 17335 | 32965 | 17335 | 90.16% | 32965 | [7 empty] | 11 | 11 |  |  |  | Arup |  |  |  |  | Project 110 | 100% | 2 | Red Lion Court 46-48 Park StreetAssessment 2 - decarbonisation
Royal Mint Court - Embassy House | Assessment 1 - no decarbonisation | 1675 | Tower Hamlets | EC3N 4QN | PA/21/01327/A1 | Planning Portal | The building’s steel frame, reinforced concrete slabs and concrete encasements to the steel are largely retained. Substructure enhancements through addition of miniature piles, increasing size of pile caps and localised recasting of the basement slab is reusing existing substructure. | 2021-06-11 | 2023-02-10 | Not granted | Office & Retail |  | Light Refurbishment |  |  |  | 30791 | [10 empty] | 7 | 6 |  |  |  | Cundall |  |  |  |  | Project 111 |  | 4 | Royal Mint Court - Embassy HouseAssessment 1 - no decarbonisation
Royal Mint Court - Embassy House | Assessment 2 - decarbonisation |  | Tower Hamlets | EC3N 4QN | PA/21/01327/A1 | Planning Portal | The building’s steel frame, reinforced concrete slabs and concrete encasements to the steel are largely retained. Substructure enhancements through addition of miniature piles, increasing size of pile caps and localised recasting of the basement slab is reusing existing substructure. | 2021-06-11 | 2023-02-10 | Not granted | Office & Retail |  | Light Refurbishment |  |  |  | 30791 | [10 empty] | 7 | 6 |  |  |  | Cundall |  |  |  |  | Project 111 |  | 4 | Royal Mint Court - Embassy HouseAssessment 2 - decarbonisation
Royal Mint Court – Johnson Smirke Building | Assessment 1 - no decarbonisation | 2299 | Tower Hamlets | EC3N 4QN | PA/21/01327/A1 | Planning Portal | refurbishment and restoration, grade II listed, New mechanical, electrical and public health services, enhanced insulation and secondary glazing. | 2021-06-11 | 2023-02-10 |  | Office & Retail |  | Retrofit |  |  |  | 5011 |  |  | 5011 | [6 empty] | 5 | 5 | 4 |  |  |  | Cundall |  |  |  |  | Project 112 |  | 5 | Royal Mint Court – Johnson Smirke BuildingAssessment 1 - no decarbonisation
Royal Mint Court – Johnson Smirke Building | Assessment 2 - decarbonisation |  | Tower Hamlets | EC3N 4QN | PA/21/01327/A1 | Planning Portal | refurbishment and restoration, grade II listed, New mechanical, electrical and public health services, enhanced insulation and secondary glazing. | 2021-06-11 | 2023-02-10 |  | Office & Retail |  | Retrofit |  |  |  | 5011 |  |  | 5011 | [6 empty] | 5 | 5 | 4 |  |  |  | Cundall |  |  |  |  | Project 112 |  | 5 | Royal Mint Court – Johnson Smirke BuildingAssessment 2 - decarbonisation
Royal Mint Court - Seaman's Registry | Assessment 1 - no decarbonisation | 2214 | Tower Hamlets | EC3N 4QN | PA/21/01327/A1 | Planning Portal | Retain the Grade-II listed façades, therefore only refurbished internally with enhanced insulation and secondary glazing. Only minimal refurbishment proposed, maximising retention of existing building fabric | 2021-06-11 | 2023-02-10 |  | Office & Retail |  | Retrofit |  |  |  | 8113 |  |  | 8113 | [6 empty] | 4 | 4 | 4 |  |  |  | Cundall |  |  |  |  | Project 113 |  | 5 | Royal Mint Court - Seaman's RegistryAssessment 1 - no decarbonisation
Royal Mint Court - Seaman's Registry | Assessment 2 - decarbonisation |  | Tower Hamlets | EC3N 4QN | PA/21/01327/A1 | Planning Portal | Retain the Grade-II listed façades, therefore only refurbished internally with enhanced insulation and secondary glazing. Only minimal refurbishment proposed, maximising retention of existing building fabric | 2021-06-11 | 2023-02-10 |  | Office & Retail |  | Retrofit |  |  |  | 8113 |  |  | 8113 | [6 empty] | 4 | 4 | 4 |  |  |  | Cundall |  |  |  |  | Project 113 |  | 5 | Royal Mint Court - Seaman's RegistryAssessment 2 - decarbonisation
Royal Mint Court – Cultural Exchange | Assessment 1 - no decarbonisation | 2044 | Tower Hamlets | EC3N 4QN | PA/21/01327/A1 | Planning Portal | Majority of existing structure retained and repurposed, with localised demolition. | 2021-06-11 | 2023-02-10 | Not granted | Office & Retail |  | Light Refurbishment |  |  |  | 8238 | [9 empty] | 5 | 6 | 5 |  | 2 |  | Cundall |  |  |  |  | Project 114 |  | 4 | Royal Mint Court – Cultural ExchangeAssessment 1 - no decarbonisation
Royal Mint Court – Cultural Exchange | Assessment 2 - decarbonisation |  | Tower Hamlets | EC3N 4QN | PA/21/01327/A1 | Planning Portal | Majority of existing structure retained and repurposed, with localised demolition. | 2021-06-11 | 2023-02-10 | Not granted | Office & Retail |  | Light Refurbishment |  |  |  | 8238 | [9 empty] | 5 | 6 | 5 |  | 2 |  | Cundall |  |  |  |  | Project 114 |  | 4 | Royal Mint Court – Cultural ExchangeAssessment 2 - decarbonisation
Royal Street Plot C | Assessment 1 - no decarbonisation | 1779 | Lambeth | SE1 7LL | 22/01206/EIAFUL | Planning Portal |  | 2022-04-21 |  |  | Office |  | New Build |  |  |  | 29022 |  |  | 29022 | [7 empty] | 15 | 15 |  |  |  | Arup |  |  |  |  | Project 115 | 100% | 1 | Royal Street Plot CAssessment 1 - no decarbonisation
Royal Street Plot C | Assessment 2 - decarbonisation |  | Lambeth | SE1 7LL | 22/01206/EIAFUL | Planning Portal |  | 2022-04-21 |  |  | Office |  | New Build |  |  |  | 29022 |  |  | 29022 | [7 empty] | 15 | 15 |  |  |  | Arup |  |  |  |  | Project 115 | 100% | 1 | Royal Street Plot CAssessment 2 - decarbonisation
Royal Street Plot D | Assessment 1 - no decarbonisation | 1623 | Lambeth | SE1 7LL | 22/01206/EIAFUL | Planning Portal |  | 2022-04-21 |  |  | Office |  | New Build |  |  |  | 52380 |  |  | 52380 | [7 empty] | 15 | 14 |  |  |  | Arup |  |  |  |  | Project 116 | 100% | 1 | Royal Street Plot DAssessment 1 - no decarbonisation
Royal Street Plot D | Assessment 2 - decarbonisation |  | Lambeth | SE1 7LL | 22/01206/EIAFUL | Planning Portal |  | 2022-04-21 |  |  | Office |  | New Build |  |  |  | 52380 |  |  | 52380 | [7 empty] | 15 | 14 |  |  |  | Arup |  |  |  |  | Project 116 | 100% | 1 | Royal Street Plot DAssessment 2 - decarbonisation
Royal Street Plot E | Assessment 1 - no decarbonisation | 1691 | Lambeth | SE1 7LL | 22/01206/EIAFUL | Planning Portal | Partial reuse & Refurbishment, existing basement retained under existing building, new Refurbishments (horizontal) to retained Beckett House structure | 2022-04-21 |  |  | Office |  | Substructure and/or Façade Retained |  |  |  | 40705 |  |  | 40705 | [7 empty] | 16 | 15 |  |  |  | Arup |  |  |  |  | Project 117 |  | 2 | Royal Street Plot EAssessment 1 - no decarbonisation
Royal Street Plot E | Assessment 2 - decarbonisation |  | Lambeth | SE1 7LL | 22/01206/EIAFUL | Planning Portal | Partial reuse & Refurbishment, existing basement retained under existing building, new Refurbishments (horizontal) to retained Beckett House structure | 2022-04-21 |  |  | Office |  | Substructure and/or Façade Retained |  |  |  | 40705 |  |  | 40705 | [7 empty] | 16 | 15 |  |  |  | Arup |  |  |  |  | Project 117 |  | 2 | Royal Street Plot EAssessment 2 - decarbonisation
Salisbury Square - Commercial Building | Assessment 1 - no decarbonisation | 2297 | City of London | EC4Y 8AP | 20/00907/FULEIA | Planning Portal | 150 year design life and heavy finishes | 2020-12-16 | 2021-07-30 |  | Office & Retail |  | New Build |  |  |  | 11357 |  |  | 11357 | [12 empty] | AECOM |  |  |  |  | Project 118 | 100% | 1 | Salisbury Square - Commercial BuildingAssessment 1 - no decarbonisation
Salisbury Square - Commercial Building | Assessment 2 - decarbonisation | 1765 | City of London | EC4Y 8AP | 20/00907/FULEIA | Planning Portal | 150 year design life and heavy finishes | 2020-12-16 | 2021-07-30 |  | Office & Retail |  | New Build |  |  |  | 11357 |  |  | 11357 | [12 empty] | AECOM |  |  |  |  | Project 118 | 100% | 1 | Salisbury Square - Commercial BuildingAssessment 2 - decarbonisation
Salisbury Square - Court Building | Assessment 1 - no decarbonisation | 2006 | City of London | EC4Y 8AP | 20/00907/FULEIA | Planning Portal | 150 year design life and heavy finishes | 2020-12-16 | 2021-07-30 |  | Office |  | New Build |  |  |  | 14556 |  |  | 14556 | [7 empty] | 12 | 7 |  |  |  | AECOM |  |  |  |  | Project 119 | 100% | 1 | Salisbury Square - Court BuildingAssessment 1 - no decarbonisation
Salisbury Square - Court Building | Assessment 2 - decarbonisation | 1728 | City of London | EC4Y 8AP | 20/00907/FULEIA | Planning Portal | 150 year design life and heavy finishes | 2020-12-16 | 2021-07-30 |  | Office |  | New Build |  |  |  | 14556 |  |  | 14556 | [7 empty] | 12 | 7 |  |  |  | AECOM |  |  |  |  | Project 119 | 100% | 1 | Salisbury Square - Court BuildingAssessment 2 - decarbonisation
Shepherd's Bush Market | Assessment 1 - no decarbonisation | 1396 | Hammersmith and Fulham | W12 8DF | 2023/01903/FUL | Planning Portal | Reconfigure site for public and vehicular access, new shops, new ground plus 8 storey building, new ground plus 5 storey building, works to facades of arches | 2023-04-26 |  |  | Office |  | New Build |  |  |  | 35823 |  |  | 35823 | [7 empty] | 8 | 8 |  |  |  | chapmanbdsp |  |  |  |  | Project 120 | 100% | 1 | Shepherd's Bush MarketAssessment 1 - no decarbonisation
Shepherd's Bush Market | Assessment 2 - decarbonisation |  | Hammersmith and Fulham | W12 8DF | 2023/01903/FUL | Planning Portal | Reconfigure site for public and vehicular access, new shops, new ground plus 8 storey building, new ground plus 5 storey building, works to facades of arches | 2023-04-26 |  |  | Office |  | New Build |  |  |  | 35823 |  |  | 35823 | [7 empty] | 8 | 8 |  |  |  | chapmanbdsp |  |  |  |  | Project 120 | 100% | 1 | Shepherd's Bush MarketAssessment 2 - decarbonisation
Solomons Passage | Assessment 1 - no decarbonisation | 844 | Southwark | SE15 3UH | 20/AP/3285 | Planning Portal | Block A: Erection of 7-storey building, Block B+C: Erection of 6-storey building, basement and ground floor slab retained, Block D: Erection of partly 2, partly 4-storey building. | 2020-12-07 | 2022-04-20 |  | Residential (inc. student accomodation) | No | Substructure and/or Façade Retained |  | Not listed | 9678 | 13728 | 7498 | 41.85% | 11548 | [7 empty] | 6 | 6 | 6 |  |  | Create |  |  |  |  | Project 121 | 77.47% | 2 | Solomons PassageAssessment 1 - no decarbonisation
Solomons Passage | Assessment 2 - decarbonisation | 744 | Southwark | SE15 3UH | 20/AP/3285 | Planning Portal | Block A: Erection of 7-storey building, Block B+C: Erection of 6-storey building, basement and ground floor slab retained, Block D: Erection of partly 2, partly 4-storey building. | 2020-12-07 | 2022-04-20 |  | Residential (inc. student accomodation) | No | Substructure and/or Façade Retained |  | Not listed | 9678 | 13728 | 7498 | 41.85% | 11548 | [7 empty] | 6 | 6 | 6 |  |  | Create |  |  |  |  | Project 121 | 77.47% | 2 | Solomons PassageAssessment 2 - decarbonisation
South Kensington Underground Station | Assessment 1 - no decarbonisation | 2526 | Kensington and Chelsea | SW7 2NB | PP/20/03216 | Planning Portal | Multiple buildings - reuse of street facing façade, retention of structure, some exisisting steel substructure elements reused. | 2020-06-11 | 2021-12-13 |  | Residential (inc. student accomodation) |  | Substructure and/or Façade Retained |  | Grade II* | 492 | 11905 | 492 | 2320% | 11905 | [12 empty] | Sweco |  |  |  |  | Project 122 | 100% | 2 | South Kensington Underground StationAssessment 1 - no decarbonisation
South Kensington Underground Station | Assessment 2 - decarbonisation | 1928 | Kensington and Chelsea | SW7 2NB | PP/20/03216 | Planning Portal | Multiple buildings - reuse of street facing façade, retention of structure, some exisisting steel substructure elements reused. | 2020-06-11 | 2021-12-13 |  | Residential (inc. student accomodation) |  | Substructure and/or Façade Retained |  | Grade II* | 492 | 11905 | 492 | 2320% | 11905 | [12 empty] | Sweco |  |  |  |  | Project 122 | 100% | 2 | South Kensington Underground StationAssessment 2 - decarbonisation
South Molton Triangle 40-46 Brook Street | Assessment 1 - no decarbonisation | 3359 | Westminster | W1K 5LF | 22/04610/FULL | Planning Portal | Part demolition, excavation (including beneath Davies Mews), erection of new buildings and alterations to existing buildings comprising: redevelopment of 60 Brook Street; redevelopment of 48, 50, 56 and 58 Brook Street and 16 Davies Mews behind retained Brook Street facades at; redevelopment behind retained and partially reconstructed facade at 52-54 Brook Street; refurbishment with alterations and addition of turret and gables at 40-46 Brook Street and 40 South Molton Lane; redevelopment behind retained Davies Mews and South Molton Lane elevations and front roof at 1-7 Davies Mews and 28-30 South Molton Lane; refurbishment and alterations at 50 Davies Street; refurbishment with alterations and partial demolition and redevelopment of upper floors at 52-54 Davies Street; redevelopment behind reconstructed and extended facade at 56 Davies Street (including the removal and reinstatement of certain building features), and Brookfield House (44-48 Davies Street and 62 and 64 Brook Street); part demolition of ground floor and refurbishment at 10 South Molton Street; refurbishment and alterations at 15-25, 27 and 42 South Molton Street; all to provide a development of up to 9 storeys including Class B1 (Business), Class A1 (Shops), Class A3 (Restaurant and Cafes), Class A4 (Drinking Establishment), composite use comprising public house and guest accommodation (sui generis), Class C3 (Dwellinghouses), Community Infrastructure and Facilities, and Class C1 (Hotel) uses, improvements to public realm and pedestrian routes, servicing, ancillary plant and storage, cycle parking and other associated works | 2022-07-08 | 2023-04-19 | Granted | Hotel | Yes | Retrofit |  | Grade II |  | 3140 |  |  | 3140 | No new basement | [5 empty] | 6 | 6 | 5 |  |  |  | Twin and Earth | AKT II | Hoare Lea | Hopkins Architects | One Click LCA | Project 123 |  | 5 | South Molton Triangle 40-46 Brook StreetAssessment 1 - no decarbonisation
South Molton Triangle 40-46 Brook Street | Assessment 2 - decarbonisation |  | Westminster | W1K 5LF | 22/04610/FULL | Planning Portal | Part demolition, excavation (including beneath Davies Mews), erection of new buildings and alterations to existing buildings comprising: redevelopment of 60 Brook Street; redevelopment of 48, 50, 56 and 58 Brook Street and 16 Davies Mews behind retained Brook Street facades at; redevelopment behind retained and partially reconstructed facade at 52-54 Brook Street; refurbishment with alterations and addition of turret and gables at 40-46 Brook Street and 40 South Molton Lane; redevelopment behind retained Davies Mews and South Molton Lane elevations and front roof at 1-7 Davies Mews and 28-30 South Molton Lane; refurbishment and alterations at 50 Davies Street; refurbishment with alterations and partial demolition and redevelopment of upper floors at 52-54 Davies Street; redevelopment behind reconstructed and extended facade at 56 Davies Street (including the removal and reinstatement of certain building features), and Brookfield House (44-48 Davies Street and 62 and 64 Brook Street); part demolition of ground floor and refurbishment at 10 South Molton Street; refurbishment and alterations at 15-25, 27 and 42 South Molton Street; all to provide a development of up to 9 storeys including Class B1 (Business), Class A1 (Shops), Class A3 (Restaurant and Cafes), Class A4 (Drinking Establishment), composite use comprising public house and guest accommodation (sui generis), Class C3 (Dwellinghouses), Community Infrastructure and Facilities, and Class C1 (Hotel) uses, improvements to public realm and pedestrian routes, servicing, ancillary plant and storage, cycle parking and other associated works | 2022-07-08 | 2023-04-19 | Granted | Hotel | Yes | Retrofit |  | Grade II |  | 3140 |  |  | 3140 | No new basement | [5 empty] | 6 | 6 | 5 |  |  |  | Twin and Earth | AKT II | Hoare Lea | Hopkins Architects | One Click LCA | Project 123 |  | 5 | South Molton Triangle 40-46 Brook StreetAssessment 2 - decarbonisation
South Molton Triangle North Block | Assessment 1 - no decarbonisation | 1713 | Westminster | W1K 5LF | 22/04610/FULL | Planning Portal | Part demolition, excavation (including beneath Davies Mews), erection of new buildings and alterations to existing buildings comprising: redevelopment of 60 Brook Street; redevelopment of 48, 50, 56 and 58 Brook Street and 16 Davies Mews behind retained Brook Street facades at; redevelopment behind retained and partially reconstructed facade at 52-54 Brook Street; refurbishment with alterations and addition of turret and gables at 40-46 Brook Street and 40 South Molton Lane; redevelopment behind retained Davies Mews and South Molton Lane elevations and front roof at 1-7 Davies Mews and 28-30 South Molton Lane; refurbishment and alterations at 50 Davies Street; refurbishment with alterations and partial demolition and redevelopment of upper floors at 52-54 Davies Street; redevelopment behind reconstructed and extended facade at 56 Davies Street (including the removal and reinstatement of certain building features), and Brookfield House (44-48 Davies Street and 62 and 64 Brook Street); part demolition of ground floor and refurbishment at 10 South Molton Street; refurbishment and alterations at 15-25, 27 and 42 South Molton Street; all to provide a development of up to 9 storeys including Class B1 (Business), Class A1 (Shops), Class A3 (Restaurant and Cafes), Class A4 (Drinking Establishment), composite use comprising public house and guest accommodation (sui generis), Class C3 (Dwellinghouses), Community Infrastructure and Facilities, and Class C1 (Hotel) uses, improvements to public realm and pedestrian routes, servicing, ancillary plant and storage, cycle parking and other associated works | 2022-07-08 | 2023-04-19 | Granted | Office | No | Substructure and/or Façade Retained | 1950s | Grade II |  | 10681 |  |  | 10681 | New and retained basement | [6 empty] | 11 | 11 |  |  |  | Twin and Earth | AKT II | Hoare Lea | Hopkins Architects | One Click LCA | Project 124 |  | 2 | South Molton Triangle North BlockAssessment 1 - no decarbonisation
South Molton Triangle North Block | Assessment 2 - decarbonisation |  | Westminster | W1K 5LF | 22/04610/FULL | Planning Portal | Part demolition, excavation (including beneath Davies Mews), erection of new buildings and alterations to existing buildings comprising: redevelopment of 60 Brook Street; redevelopment of 48, 50, 56 and 58 Brook Street and 16 Davies Mews behind retained Brook Street facades at; redevelopment behind retained and partially reconstructed facade at 52-54 Brook Street; refurbishment with alterations and addition of turret and gables at 40-46 Brook Street and 40 South Molton Lane; redevelopment behind retained Davies Mews and South Molton Lane elevations and front roof at 1-7 Davies Mews and 28-30 South Molton Lane; refurbishment and alterations at 50 Davies Street; refurbishment with alterations and partial demolition and redevelopment of upper floors at 52-54 Davies Street; redevelopment behind reconstructed and extended facade at 56 Davies Street (including the removal and reinstatement of certain building features), and Brookfield House (44-48 Davies Street and 62 and 64 Brook Street); part demolition of ground floor and refurbishment at 10 South Molton Street; refurbishment and alterations at 15-25, 27 and 42 South Molton Street; all to provide a development of up to 9 storeys including Class B1 (Business), Class A1 (Shops), Class A3 (Restaurant and Cafes), Class A4 (Drinking Establishment), composite use comprising public house and guest accommodation (sui generis), Class C3 (Dwellinghouses), Community Infrastructure and Facilities, and Class C1 (Hotel) uses, improvements to public realm and pedestrian routes, servicing, ancillary plant and storage, cycle parking and other associated works | 2022-07-08 | 2023-04-19 | Granted | Office | No | Substructure and/or Façade Retained | 1950s | Grade II |  | 10681 |  |  | 10681 | New and retained basement | [6 empty] | 11 | 11 |  |  |  | Twin and Earth | AKT II | Hoare Lea | Hopkins Architects | One Click LCA | Project 124 |  | 2 | South Molton Triangle North BlockAssessment 2 - decarbonisation
South Molton Triangle Running Horse Pub | Assessment 1 - no decarbonisation | 2603 | Westminster | W1K 5LF | 22/04610/FULL | Planning Portal | Part demolition, excavation (including beneath Davies Mews), erection of new buildings and alterations to existing buildings comprising: redevelopment of 60 Brook Street; redevelopment of 48, 50, 56 and 58 Brook Street and 16 Davies Mews behind retained Brook Street facades at; redevelopment behind retained and partially reconstructed facade at 52-54 Brook Street; refurbishment with alterations and addition of turret and gables at 40-46 Brook Street and 40 South Molton Lane; redevelopment behind retained Davies Mews and South Molton Lane elevations and front roof at 1-7 Davies Mews and 28-30 South Molton Lane; refurbishment and alterations at 50 Davies Street; refurbishment with alterations and partial demolition and redevelopment of upper floors at 52-54 Davies Street; redevelopment behind reconstructed and extended facade at 56 Davies Street (including the removal and reinstatement of certain building features), and Brookfield House (44-48 Davies Street and 62 and 64 Brook Street); part demolition of ground floor and refurbishment at 10 South Molton Street; refurbishment and alterations at 15-25, 27 and 42 South Molton Street; all to provide a development of up to 9 storeys including Class B1 (Business), Class A1 (Shops), Class A3 (Restaurant and Cafes), Class A4 (Drinking Establishment), composite use comprising public house and guest accommodation (sui generis), Class C3 (Dwellinghouses), Community Infrastructure and Facilities, and Class C1 (Hotel) uses, improvements to public realm and pedestrian routes, servicing, ancillary plant and storage, cycle parking and other associated works | 2022-07-08 | 2023-04-19 | Granted | Hotel | No | Light Refurbishment | 1840s | Grade II | 619 | 668 | 0 | 7.916% | 49 | New and retained basement | [5 empty] | 5 | 5 | 5 |  |  |  | Twin and Earth | AKT II | Hoare Lea | Hopkins Architects | One Click LCA | Project 125 | 0% | 4 | South Molton Triangle Running Horse PubAssessment 1 - no decarbonisation
South Molton Triangle Running Horse Pub | Assessment 2 - decarbonisation |  | Westminster | W1K 5LF | 22/04610/FULL | Planning Portal | Part demolition, excavation (including beneath Davies Mews), erection of new buildings and alterations to existing buildings comprising: redevelopment of 60 Brook Street; redevelopment of 48, 50, 56 and 58 Brook Street and 16 Davies Mews behind retained Brook Street facades at; redevelopment behind retained and partially reconstructed facade at 52-54 Brook Street; refurbishment with alterations and addition of turret and gables at 40-46 Brook Street and 40 South Molton Lane; redevelopment behind retained Davies Mews and South Molton Lane elevations and front roof at 1-7 Davies Mews and 28-30 South Molton Lane; refurbishment and alterations at 50 Davies Street; refurbishment with alterations and partial demolition and redevelopment of upper floors at 52-54 Davies Street; redevelopment behind reconstructed and extended facade at 56 Davies Street (including the removal and reinstatement of certain building features), and Brookfield House (44-48 Davies Street and 62 and 64 Brook Street); part demolition of ground floor and refurbishment at 10 South Molton Street; refurbishment and alterations at 15-25, 27 and 42 South Molton Street; all to provide a development of up to 9 storeys including Class B1 (Business), Class A1 (Shops), Class A3 (Restaurant and Cafes), Class A4 (Drinking Establishment), composite use comprising public house and guest accommodation (sui generis), Class C3 (Dwellinghouses), Community Infrastructure and Facilities, and Class C1 (Hotel) uses, improvements to public realm and pedestrian routes, servicing, ancillary plant and storage, cycle parking and other associated works | 2022-07-08 | 2023-04-19 | Granted | Hotel | No | Light Refurbishment | 1840s | Grade II | 619 | 668 | 0 | 7.916% | 49 | New and retained basement | [5 empty] | 5 | 5 | 5 |  |  |  | Twin and Earth | AKT II | Hoare Lea | Hopkins Architects | One Click LCA | Project 125 | 0% | 4 | South Molton Triangle Running Horse PubAssessment 2 - decarbonisation
South Molton Triangle SMS and Browns | Assessment 1 - no decarbonisation | 1350 | Westminster | W1K 5LF | 22/04610/FULL | Planning Portal | Part demolition, excavation (including beneath Davies Mews), erection of new buildings and alterations to existing buildings comprising: redevelopment of 60 Brook Street; redevelopment of 48, 50, 56 and 58 Brook Street and 16 Davies Mews behind retained Brook Street facades at; redevelopment behind retained and partially reconstructed facade at 52-54 Brook Street; refurbishment with alterations and addition of turret and gables at 40-46 Brook Street and 40 South Molton Lane; redevelopment behind retained Davies Mews and South Molton Lane elevations and front roof at 1-7 Davies Mews and 28-30 South Molton Lane; refurbishment and alterations at 50 Davies Street; refurbishment with alterations and partial demolition and redevelopment of upper floors at 52-54 Davies Street; redevelopment behind reconstructed and extended facade at 56 Davies Street (including the removal and reinstatement of certain building features), and Brookfield House (44-48 Davies Street and 62 and 64 Brook Street); part demolition of ground floor and refurbishment at 10 South Molton Street; refurbishment and alterations at 15-25, 27 and 42 South Molton Street; all to provide a development of up to 9 storeys including Class B1 (Business), Class A1 (Shops), Class A3 (Restaurant and Cafes), Class A4 (Drinking Establishment), composite use comprising public house and guest accommodation (sui generis), Class C3 (Dwellinghouses), Community Infrastructure and Facilities, and Class C1 (Hotel) uses, improvements to public realm and pedestrian routes, servicing, ancillary plant and storage, cycle parking and other associated works | 2022-07-08 | 2023-04-19 | Granted | Commercial & Residential | Yes | Retrofit |  | Grade II |  | 4628 |  |  | 4628 | No new basement | [5 empty] | 6 | 6 | 5 |  |  |  | Twin and Earth | AKT II | Hoare Lea | Hopkins Architects | One Click LCA | Project 126 |  | 5 | South Molton Triangle SMS and BrownsAssessment 1 - no decarbonisation
South Molton Triangle SMS and Browns | Assessment 2 - decarbonisation |  | Westminster | W1K 5LF | 22/04610/FULL | Planning Portal | Part demolition, excavation (including beneath Davies Mews), erection of new buildings and alterations to existing buildings comprising: redevelopment of 60 Brook Street; redevelopment of 48, 50, 56 and 58 Brook Street and 16 Davies Mews behind retained Brook Street facades at; redevelopment behind retained and partially reconstructed facade at 52-54 Brook Street; refurbishment with alterations and addition of turret and gables at 40-46 Brook Street and 40 South Molton Lane; redevelopment behind retained Davies Mews and South Molton Lane elevations and front roof at 1-7 Davies Mews and 28-30 South Molton Lane; refurbishment and alterations at 50 Davies Street; refurbishment with alterations and partial demolition and redevelopment of upper floors at 52-54 Davies Street; redevelopment behind reconstructed and extended facade at 56 Davies Street (including the removal and reinstatement of certain building features), and Brookfield House (44-48 Davies Street and 62 and 64 Brook Street); part demolition of ground floor and refurbishment at 10 South Molton Street; refurbishment and alterations at 15-25, 27 and 42 South Molton Street; all to provide a development of up to 9 storeys including Class B1 (Business), Class A1 (Shops), Class A3 (Restaurant and Cafes), Class A4 (Drinking Establishment), composite use comprising public house and guest accommodation (sui generis), Class C3 (Dwellinghouses), Community Infrastructure and Facilities, and Class C1 (Hotel) uses, improvements to public realm and pedestrian routes, servicing, ancillary plant and storage, cycle parking and other associated works | 2022-07-08 | 2023-04-19 | Granted | Commercial & Residential | Yes | Retrofit |  | Grade II |  | 4628 |  |  | 4628 | No new basement | [5 empty] | 6 | 6 | 5 |  |  |  | Twin and Earth | AKT II | Hoare Lea | Hopkins Architects | One Click LCA | Project 126 |  | 5 | South Molton Triangle SMS and BrownsAssessment 2 - decarbonisation
South Molton Triangle South Block | Assessment 1 - no decarbonisation | 1564 | Westminster | W1K 5LF | 22/04610/FULL | Planning Portal | Part demolition, excavation (including beneath Davies Mews), erection of new buildings and alterations to existing buildings comprising: redevelopment of 60 Brook Street; redevelopment of 48, 50, 56 and 58 Brook Street and 16 Davies Mews behind retained Brook Street facades at; redevelopment behind retained and partially reconstructed facade at 52-54 Brook Street; refurbishment with alterations and addition of turret and gables at 40-46 Brook Street and 40 South Molton Lane; redevelopment behind retained Davies Mews and South Molton Lane elevations and front roof at 1-7 Davies Mews and 28-30 South Molton Lane; refurbishment and alterations at 50 Davies Street; refurbishment with alterations and partial demolition and redevelopment of upper floors at 52-54 Davies Street; redevelopment behind reconstructed and extended facade at 56 Davies Street (including the removal and reinstatement of certain building features), and Brookfield House (44-48 Davies Street and 62 and 64 Brook Street); part demolition of ground floor and refurbishment at 10 South Molton Street; refurbishment and alterations at 15-25, 27 and 42 South Molton Street; all to provide a development of up to 9 storeys including Class B1 (Business), Class A1 (Shops), Class A3 (Restaurant and Cafes), Class A4 (Drinking Establishment), composite use comprising public house and guest accommodation (sui generis), Class C3 (Dwellinghouses), Community Infrastructure and Facilities, and Class C1 (Hotel) uses, improvements to public realm and pedestrian routes, servicing, ancillary plant and storage, cycle parking and other associated works | 2022-07-08 | 2023-04-19 | Granted | Office | No | Substructure and/or Façade Retained | 1920s | Not listed |  | 13259 |  |  | 13259 | New and retained basement | [6 empty] | 11 | 11 |  |  |  | Twin and Earth | AKT II | Hoare Lea | Hopkins Architects | One Click LCA | Project 127 |  | 2 | South Molton Triangle South BlockAssessment 1 - no decarbonisation
South Molton Triangle South Block | Assessment 2 - decarbonisation |  | Westminster | W1K 5LF | 22/04610/FULL | Planning Portal | Part demolition, excavation (including beneath Davies Mews), erection of new buildings and alterations to existing buildings comprising: redevelopment of 60 Brook Street; redevelopment of 48, 50, 56 and 58 Brook Street and 16 Davies Mews behind retained Brook Street facades at; redevelopment behind retained and partially reconstructed facade at 52-54 Brook Street; refurbishment with alterations and addition of turret and gables at 40-46 Brook Street and 40 South Molton Lane; redevelopment behind retained Davies Mews and South Molton Lane elevations and front roof at 1-7 Davies Mews and 28-30 South Molton Lane; refurbishment and alterations at 50 Davies Street; refurbishment with alterations and partial demolition and redevelopment of upper floors at 52-54 Davies Street; redevelopment behind reconstructed and extended facade at 56 Davies Street (including the removal and reinstatement of certain building features), and Brookfield House (44-48 Davies Street and 62 and 64 Brook Street); part demolition of ground floor and refurbishment at 10 South Molton Street; refurbishment and alterations at 15-25, 27 and 42 South Molton Street; all to provide a development of up to 9 storeys including Class B1 (Business), Class A1 (Shops), Class A3 (Restaurant and Cafes), Class A4 (Drinking Establishment), composite use comprising public house and guest accommodation (sui generis), Class C3 (Dwellinghouses), Community Infrastructure and Facilities, and Class C1 (Hotel) uses, improvements to public realm and pedestrian routes, servicing, ancillary plant and storage, cycle parking and other associated works | 2022-07-08 | 2023-04-19 | Granted | Office | No | Substructure and/or Façade Retained | 1920s | Not listed |  | 13259 |  |  | 13259 | New and retained basement | [6 empty] | 11 | 11 |  |  |  | Twin and Earth | AKT II | Hoare Lea | Hopkins Architects | One Click LCA | Project 127 |  | 2 | South Molton Triangle South BlockAssessment 2 - decarbonisation
Suthring House, 216-220 Blackfriars Road | Assessment 1 - no decarbonisation | 3968 | Southwark | SE1 9JU | 20/AP/3250 | Planning Portal | Part 22 and part15 storeys + 3 basement levels, | 2020-11-03 | 2022-07-20 |  | Commercial & Residential |  | New Build |  |  |  | 39612 |  |  | 39612 | [7 empty] | 25 | 22 |  |  |  | WSP |  |  |  |  | Project 129 | 100% | 1 | Suthring House, 216-220 Blackfriars RoadAssessment 1 - no decarbonisation
Suthring House, 216-220 Blackfriars Road | Assessment 2 - decarbonisation | 2625 | Southwark | SE1 9JU | 20/AP/3250 | Planning Portal | Part 22 and part15 storeys + 3 basement levels, | 2020-11-03 | 2022-07-20 |  | Commercial & Residential |  | New Build |  |  |  | 39612 |  |  | 39612 | [7 empty] | 25 | 22 |  |  |  | WSP |  |  |  |  | Project 129 | 100% | 1 | Suthring House, 216-220 Blackfriars RoadAssessment 2 - decarbonisation
Thavies Inn House - 3 - 4 Holborn Circus | Assessment 1 - no decarbonisation | 2734 | City of London | EC1N 2HA | 21/00885/FULMAJ | Planning Portal |  | 2021-10-14 | 2022-12-02 |  | Office & Retail |  | New Build |  |  |  | 12102 |  |  | 12102 | [7 empty] | 10 | 1 |  |  |  | Sweco |  |  |  |  | Project 130 | 100% | 1 | Thavies Inn House - 3 - 4 Holborn CircusAssessment 1 - no decarbonisation
Thavies Inn House - 3 - 4 Holborn Circus | Assessment 2 - decarbonisation | 1437 | City of London | EC1N 2HA | 21/00885/FULMAJ | Planning Portal |  | 2021-10-14 | 2022-12-02 |  | Office & Retail |  | New Build |  |  |  | 12102 |  |  | 12102 | [7 empty] | 10 | 1 |  |  |  | Sweco |  |  |  |  | Project 130 | 100% | 1 | Thavies Inn House - 3 - 4 Holborn CircusAssessment 2 - decarbonisation
The London Television Centre | Assessment 1 - no decarbonisation | 2315 | Lambeth | SE1 9LT | 21/02668/EIAFUL | Planning Portal | 14-storey tower connected by 6-storey podium, ground-level public realm | 2021-07-05 |  |  | Office |  | New Build |  |  |  | 93226 |  |  | 93226 | [7 empty] | 14 | 14 |  |  |  | Arup |  |  |  |  | Project 131 | 100% | 1 | The London Television CentreAssessment 1 - no decarbonisation
The London Television Centre | Assessment 2 - decarbonisation |  | Lambeth | SE1 9LT | 21/02668/EIAFUL | Planning Portal | 14-storey tower connected by 6-storey podium, ground-level public realm | 2021-07-05 |  |  | Office |  | New Build |  |  |  | 93226 |  |  | 93226 | [7 empty] | 14 | 14 |  |  |  | Arup |  |  |  |  | Project 131 | 100% | 1 | The London Television CentreAssessment 2 - decarbonisation
The Rex (Option 1) | Assessment 1 - no decarbonisation | 2182 | Kingston | KT1 1QT | 21/02313/FUL | Planning Portal | Recladding and internal reconfiguration of existing building with Refurbishments (3 upper floors to Clarence Street and full height Refurbishments up to 9 storeys to the rear) to create 202 no. co-living units (sui generis) (in place of 64 no. student rooms (sui generis)) with retention of 4 no. ground floor commercial units (Class E), creation of new café (Class E) and co-working areas (Class E) at ground floor with internal and external residential amenity spaces, bike storage, refuse, disabled car parking, service yard and new basement plant room. | 2021-07-14 | 2022-08-02 | Granted | Commercial & Residential | No | Heavy Refurbishment |  |  | 3124 | 8822 | 1163 | 182.4% | 6861 | [6 empty] | 6 | 10 | 9 | 4 |  |  | HTA Architects |  | HTA Architects | HTA Architects | eTool LCD | Project 132 | 37.23% | 3 | The Rex (Option 1)Assessment 1 - no decarbonisation
The Rex (Option 1) | Assessment 2 - decarbonisation |  | Kingston | KT1 1QT | 21/02313/FUL | Planning Portal | Recladding and internal reconfiguration of existing building with Refurbishments (3 upper floors to Clarence Street and full height Refurbishments up to 9 storeys to the rear) to create 202 no. co-living units (sui generis) (in place of 64 no. student rooms (sui generis)) with retention of 4 no. ground floor commercial units (Class E), creation of new café (Class E) and co-working areas (Class E) at ground floor with internal and external residential amenity spaces, bike storage, refuse, disabled car parking, service yard and new basement plant room. | 2021-07-14 | 2022-08-02 | Granted | Commercial & Residential | No | Heavy Refurbishment |  |  | 3124 | 8822 | 1163 | 182.4% | 6861 | [6 empty] | 6 | 10 | 9 | 4 |  |  | HTA Architects |  | HTA Architects | HTA Architects | eTool LCD | Project 132 | 37.23% | 3 | The Rex (Option 1)Assessment 2 - decarbonisation
The Yard Theatre | Assessment 1 - no decarbonisation | 1123 | LLDC | E9 5EN | 23/00283/FUL | Planning Portal | Partial demolition of buildings and the Refurbishment of existing Theatre (Use Class Sui Generis) for new two storey theatre auditorium, young artist (community spaces) and with associated access and servicing arrangements. | 2023-07-17 |  | Pending | Commercial & Residential | Yes | Heavy Refurbishment | 2010s | Not listed | 754 | 894 | 0 | 18.57% | 140 | No new basement | None | Steel |  | Bracing |  | 2 | 2 | 2 |  | 2 |  | Twin and Earth | Momentum | Ritchie and Daffin | Takero Shimazaki Architects | One Click LCA | Project 133 | 0% | 3 | The Yard TheatreAssessment 1 - no decarbonisation
The Yard Theatre | Assessment 2 - decarbonisation |  | LLDC | E9 5EN | 23/00283/FUL | Planning Portal | Partial demolition of buildings and the Refurbishment of existing Theatre (Use Class Sui Generis) for new two storey theatre auditorium, young artist (community spaces) and with associated access and servicing arrangements. | 2023-07-17 |  | Pending | Commercial & Residential | Yes | Heavy Refurbishment | 2010s | Not listed | 754 | 894 | 0 | 18.57% | 140 | No new basement | None | Steel |  | Bracing |  | 2 | 2 | 2 |  | 2 |  | Twin and Earth | Momentum | Ritchie and Daffin | Takero Shimazaki Architects | One Click LCA | Project 133 | 0% | 3 | The Yard TheatreAssessment 2 - decarbonisation
Victoria House | Assessment 1 - no decarbonisation | 1880 | Greenwich | SE18 4LH | 23/2747/F | Planning Portal | Partial demolition of the existing building and addition of rear, third floor of accommodation, and basement Refurbishments with retention of the existing front façade, gable ends and part of the rear façade for a change of use from Sui Generis to provide a care home (Use Class C2), with parking, access, landscaping and other associated works Description for consultation purposes: Retention of the existing front façade and gable ends and partial demolition and three-storey Refurbishment of the rear façade of Victoria House (Locally Listed building), which will be partially over Metropolitan Open Land (MOL), in order to provide a 72 bedroom 3,900 sqm (GIA) Care Home with residential care for the elderly (Use Class C2), which is a change of use from Sui Generis, including associated basement Refurbishment, access, parking, lighting, landscaping and tree removal and planting around the site (This is a Departure from the Development Plan). (This development is within the Woolwich Common Conservation Area and may impact on the setting of the Grade II Listed Royal Herbert Military Hospital). | 2023-10-13 |  | Pending | Residential (inc. student accomodation) | Yes | Substructure and/or Façade Retained | 1900s | Local | 1604 | 3900 | 1604 | 143.1% | 3900 | New | [5 empty] | 3 | 4 | 3 | 1 |  |  | Hodkinson |  |  | Harris Irwin Associates | One Click LCA | Project 136 | 100% | 2 | Victoria HouseAssessment 1 - no decarbonisation
Victoria House | Assessment 2 - decarbonisation |  | Greenwich | SE18 4LH | 23/2747/F | Planning Portal | Partial demolition of the existing building and addition of rear, third floor of accommodation, and basement Refurbishments with retention of the existing front façade, gable ends and part of the rear façade for a change of use from Sui Generis to provide a care home (Use Class C2), with parking, access, landscaping and other associated works Description for consultation purposes: Retention of the existing front façade and gable ends and partial demolition and three-storey Refurbishment of the rear façade of Victoria House (Locally Listed building), which will be partially over Metropolitan Open Land (MOL), in order to provide a 72 bedroom 3,900 sqm (GIA) Care Home with residential care for the elderly (Use Class C2), which is a change of use from Sui Generis, including associated basement Refurbishment, access, parking, lighting, landscaping and tree removal and planting around the site (This is a Departure from the Development Plan). (This development is within the Woolwich Common Conservation Area and may impact on the setting of the Grade II Listed Royal Herbert Military Hospital). | 2023-10-13 |  | Pending | Residential (inc. student accomodation) | Yes | Substructure and/or Façade Retained | 1900s | Local | 1604 | 3900 | 1604 | 143.1% | 3900 | New | [5 empty] | 3 | 4 | 3 | 1 |  |  | Hodkinson |  |  | Harris Irwin Associates | One Click LCA | Project 136 | 100% | 2 | Victoria HouseAssessment 2 - decarbonisation
Vine Lane | Assessment 1 - no decarbonisation | 1777 | Camden | WC1V 6PB | 2023/2510/P | Planning Portal |  | 2023-06-27 |  |  | Commercial & Residential |  | New Build |  |  | 0 | 2449 | 0 |  | 2449 | [7 empty] | 5 | 5 |  |  |  | Scotch Partners |  |  |  |  | Project 137 | 100% | 1 | Vine LaneAssessment 1 - no decarbonisation
Vine Lane | Assessment 2 - decarbonisation |  | Camden | WC1V 6PB | 2023/2510/P | Planning Portal |  | 2023-06-27 |  |  | Commercial & Residential |  | New Build |  |  | 0 | 2449 | 0 |  | 2449 | [7 empty] | 5 | 5 |  |  |  | Scotch Partners |  |  |  |  | Project 137 | 100% | 1 | Vine LaneAssessment 2 - decarbonisation
Warnford Court | Assessment 1 - no decarbonisation | 1833 | City of London | EC2N 2AT | 23/00145/FULMAJ | Planning Portal | Demolition of the fourth and fifth floors, and construction of a part four-part five storey Refurbishment to create a seven storey building for office (Class E) use; creation of roof top plant and terrace space; alterations to the facades and creation of new entrances, provision of cycle parking and end of journey facilities and creation of external amenity terraces. ¦ Warnford Court 29 Throgmorton Street London EC2N 2AT | 2023-02-07 |  | Pending | Office | No | Heavy Refurbishment | 1880s | Not listed | 6795 | 9108 | 1881 | 34.04% | 4194 | New and retained basement | Masonry and steel | Reinforced Concrete | RC Cores / shear walls | RC Cores / shear walls | Capacity enhancement | 5 | 5 | 7 | 5 |  | None required | Arup | Heyne Tillet Steel | Arup | Carmody Groarke | One Click LCA | Project 138 | 27.68% | 3 | Warnford CourtAssessment 1 - no decarbonisation
Warnford Court | Assessment 2 - decarbonisation |  | City of London | EC2N 2AT | 23/00145/FULMAJ | Planning Portal | Demolition of the fourth and fifth floors, and construction of a part four-part five storey Refurbishment to create a seven storey building for office (Class E) use; creation of roof top plant and terrace space; alterations to the facades and creation of new entrances, provision of cycle parking and end of journey facilities and creation of external amenity terraces. ¦ Warnford Court 29 Throgmorton Street London EC2N 2AT | 2023-02-07 |  | Pending | Office | No | Heavy Refurbishment | 1880s | Not listed | 6795 | 9108 | 1881 | 34.04% | 4194 | New and retained basement | Masonry and steel | Reinforced Concrete | RC Cores / shear walls | RC Cores / shear walls | Capacity enhancement | 5 | 5 | 7 | 5 |  | None required | Arup | Heyne Tillet Steel | Arup | Carmody Groarke | One Click LCA | Project 138 | 27.68% | 3 | Warnford CourtAssessment 2 - decarbonisation
Waterloo Hub Hotel development - 54 Kennington Road | Assessment 1 - no decarbonisation | 9720 | Lambeth | SE1 7BJ | 21/02475/FUL | Planning Portal | Partial demolition of existing hotel, six and seven storey rear Refurbishments, and single storey roof Refurbishment to existing building and new 13 storey tower | 2021-06-21 | 2022-10-28 |  | Hotel | No | Heavy Refurbishment |  | Not listed | 5192 | 14125 |  | 172.1% | 8933 | [7 empty] | 13 | 13 | 1 | 13 |  | Elementa |  |  |  |  | Project 139 | 0% | 3 | Waterloo Hub Hotel development - 54 Kennington RoadAssessment 1 - no decarbonisation
Waterloo Hub Hotel development - 54 Kennington Road | Assessment 2 - decarbonisation |  | Lambeth | SE1 7BJ | 21/02475/FUL | Planning Portal | Partial demolition of existing hotel, six and seven storey rear Refurbishments, and single storey roof Refurbishment to existing building and new 13 storey tower | 2021-06-21 | 2022-10-28 |  | Hotel | No | Heavy Refurbishment |  | Not listed | 5192 | 14125 |  | 172.1% | 8933 | [7 empty] | 13 | 13 | 1 | 13 |  | Elementa |  |  |  |  | Project 139 | 0% | 3 | Waterloo Hub Hotel development - 54 Kennington RoadAssessment 2 - decarbonisation
Formulas:
Submission date = IF(VLOOKUP(Table35[[#This Row],[Site name]],Table3[],7)=0,"",VLOOKUP(Table35[[#This Row],[Site name]],Table3[],7))
Decision date = IF(VLOOKUP(Table35[[#This Row],[Site name]],Table3[],8)=0,"",VLOOKUP(Table35[[#This Row],[Site name]],Table3[],8))

## Background Information
Site name | Borough | Postcode | Planning reference number | Data source | Description | Submission date | Decision date | Final decision | Building typology | Change of use | Classification | Existing building construction date | Listed status | GIA existing | GIA new | GIA demolished | GIA % increase | GIA added new | Basement retention | Existing structural frame | New structural frame | Existing stability system | New stability system | Loading treatment | Existing storeys | New storeys | Above ground stories | Added stories (V) | Added stories (H) | Fire intervention | LCA author / Sustainability consultant | Structural engineer | MEP Engineer | Architect | LCA Software | Project Ref | % demo | Class Ref
1 Appold Street | City of London | EC2M 2QT | 22/01200/FULMAJ | Planning Portal | Partial demolition of existing building. Retention and Refurbishment of existing structure - provide 14-storey. Retention of existing gym and swimming pool at basement level | 2022-12-12 |  | Pending | Office | Yes | Heavy Refurbishment | 1980s | Not listed | 28992 | 51869 | 12718 | 78.91% | 35595 | No new basement | Steel | Steel |  |  |  | 10 | 16 | 14 | 6 |  |  | Hilson Moran | AKT II | MTT | Piercy & Company | One Click LCA | Project 1 | 43.87% | 3
1 Exchange Square London | City of London | EC2A 2JN | 21/00930/FULMAJ | Planning Portal | art demolition of the site for the refurbishment and Refurbishment to the existing facade facing onto Exchange square and upper levels; External alterations and improvements to facades facing onto Bishopsgate and at ground floor including new main entrance and new retail frontages; public realm improvements fronting Bishopsgate including new steps, seating and accessibility improvements; Increased height and widening of Exchange Arcade; creation of a new outdoor retail pavilion terrace to level 1; creation of west Refurbishment terraces; creation of wing Refurbishment terraces; provision of external terraces for occupants at levels 4, 8, 9, 10, 11, 12 and roof terrace on level 13; provision of cycle storage and other works incidental to the development (9,920 sq.m). | 2021-10-27 | 2023-06-14 | Granted | Office & Retail | No | Heavy Refurbishment | 1990s | Not listed | 49262 | 58903 | 0 | 19.57% | 9641 | No new basement | [5 empty] | 15 | 15 | 14 | 0 |  |  | Sweco | Heyne Tillet Steel | Sweco | Fletcher Priest Architects | One Click LCA | Project 2 | 0% | 3
1 Museum Street | Camden | WC1A 1JR | 2023/2510/P | Planning Portal | Redevelopment of Selkirk House, 166 High Holborn and 1 Museum Street following the substantial demolition of the existing NCP car park and former Travelodge Hotel to provide a mixed-use scheme, providing office, residential, and town centre uses at ground floor level. Works of part-demolition and refurbishment to 10-12 Museum Street, 35-41 New Oxford Street, and 16A-18 West Central Street to provide further town centre ground floor uses and residential floorspace, including affordable housing provision. Provision of new public realm including a new pedestrian route through the site to link West Central Street with High Holborn. Relocation of cycle hire docking stations on High Holborn. | 2023-06-27 |  | Pending | Office & Retail | Yes | New Build | 1960s | Not listed | 18841 | 24791 | 18841 | 31.58% | 24791 | New and retained basement | Reinforced Concrete | Reinforced Concrete |  |  |  | 17 | 19 | 17 | 2 |  |  | Scotch Partners | Heyne Tillet Steel | Scotch Partners | DSDHA | One Click LCA | Project 4 | 100% | 1
1 Southwark Bridge Road | Southwark | EC4R 1QS | 21/AP/0599 | Planning Portal | Exising building enhanced and re-clad. Façade and roof coverings replaced, additional storey at roof level, infill Refurbishments | 2021-02-22 | 2022-07-13 | Granted | Office | No | Light Refurbishment | 1980s | Not listed | 18636 | 21363 | 0 | 14.63% | 2727 | No new basement | Reinforced Concrete |  |  |  |  | 7 | 8 | 8 | 1 |  |  | Hurley Palmer Flatt | Webb Yates | Hurley Palmer Flatt | BDG architecture + design | One Click LCA | Project 5 | 0% | 4
100 And 108 Fetter Lane | City of London | EC4A 1ES | 21/00534/FULMAJ | Planning Portal | Demolition of 100 Fetter Lane and construction of a new building for office use (Class E) and a flexible commercial unit (Class E(a)(b)(c)(d)), comprising a basement level, ground, mezzanine and 12 upper storeys plus roof plant level, creation of a new pedestrian route and pocket square at ground level, ancillary cycle parking, servicing, plant and enabling works. | 2021-06-18 | 2021-09-29 | Granted | Office | No | New Build | 1950s | Not listed | 6392 | 13553 | 6392 | 112% | 13553 | New | Steel | Reinforced Concrete |  |  |  | 9 | 14 | 13 | 5 |  |  | Waterman Group | Waterman Group | Waterman Group | Fletcher Priest Architects | One Click LCA | Project 8 | 100% | 1
100 Grays Inn Road | Camden | WC1X 8AL | 2022/4259/P | Planning Portal | Demolition of 100 Gray’s Inn Road and 127 Clerkenwell Road and the erection of a mixed-use office led (Class E) development comprising a basement, ground plus eight storey building for flexible retail / restaurant / office uses at ground floor and basement (Class E), basement excavation, provision of roof terraces, external plant equipment and enclosures, servicing bay, waste storage, cycle parking, public realm works; partial demolition and Refurbishment of 88 Gray’s Inn Road for use of the upper floors for housing (Class C3) and ground floor as offices (Class E) with associated external alterations and associated works. | 2022-10-11 |  | Pending | Office & Retail | Yes | Substructure and/or Façade Retained | 1960s | Not listed | 7893 | 12747 | 7893 | 61.5% | 12747 | No new basement | Reinforced Concrete | Timber |  |  |  | 9 | 12 | 11 | 3 |  |  | Max Fordham | Heyne Tillet Steel | Max Fordham | Piercy & Company | One Click LCA | Project 9 | 100% | 2
100 New Bridge Street | City of London | EC4V 6JJ | 22/00748/FULMAJ | Planning Portal | Maximum retention + Refurbishment, 85% of RC walls and other structural components retained, 90% of floor and metal deck retained. | 2022-08-11 | 2023-06-29 | Granted | Office & Retail | No | Light Refurbishment | 1990s | Not listed | 20384 | 23393 |  | 14.76% | 3009 |  | Steel |  |  |  |  | 11 | 12 | 11 | 1 |  |  | Long and Partners | Waterman Group | Long and Partners | Gensler | Sturgis Carbon Calculator | Project 10 | 0% | 4
101 Whitechapel High Street | Tower Hamlets | E1 7RA | PA/20/02726/R | Planning Portal | Demolition of 101 Whitechapel High Street, 2 ? 6 Commercial Street and the western annex of the Canon Barnett Primary School; partial demolition and partial retention of 102 - 105 Whitechapel High Street (with internal alterations); and redevelopment to provide a building ranging from ground plus 4-14 storeys, comprising office and retail (Class E); relocation and expansion of the existing school playground; associated cycle parking, hard and soft landscaping another associated works. | 2021-01-12 | 2022-02-22 | Not granted | Office | Yes | Heavy Refurbishment | 1900s | Not listed | 7366 | 40772 | 4693 | 453.5% | 38099 | New | [5 empty] | 5 | 18 | 15 | 13 | 0 |  | Buro Happold | Buro Happold | Buro Happold | Foster + Partners | One Click LCA | Project 11 | 63.71% | 3
115 - 123 Houndsditch | City of London | EC3A 7BR | 21/00622/FULEIA | Planning Portal | Demolition of existing buildings and construction of a new building comprising four basement levels (plus one basement mezzanine), ground floor plus 23 upper storeys, including office use (Class E), flexible retail / cafe use (Class E); community space (Sui Generis), ancillary basement cycle parking, servicing and plant; new public realm and highway works; and other works associated with the development. ¦ 115 - 123 Houndsditch London EC3A 7BU | 2021-07-19 | 2022-02-01 | Granted | Office & Retail | No | New Build | 1980s | Not listed | 14326 | 66881 | 14326 | 366.9% | 66881 | New | [5 empty] | 7 | 28 | 24 | 22 |  |  | Atelier Ten | AKT II | Norman, Disney & Young | Allford Hall Monaghan Morris | One Click LCA | Project 12 | 100% | 1
120 Fleet Street | City of London | EC4A 2BE | 21/00538/FULEIA | Planning Portal | Demolition of existing River Court building, part demolition of basement and foundations, erection of new building with 2 basement levels and ground floor plus 20-storeys. Change of use of Daily Express Building alterations/refurbishment to listed building. | 2021-10-26 | 2021-10-26 |  | Office | Yes | Heavy Refurbishment | 1930s | Grade II* | 58818 | 74065.1667 | 54427.1667 | 25.92% | 69674.3333 | New and retained basement | Reinforced Concrete | Steel |  |  | Minimal intervention | 7 | 23 | 21 | 1 | 21 |  | chapmanbdsp | AKT II | chapmanbdsp | Bjarke Ingels Group | One Click LCA | Project 13 | 92.53% | 3
14-21 Holborn Viaduct | City of London | EC1A 2DE | 21/00755/FULMAJ | Planning Portal | Demolition of existing buildings at 14-21 Holborn Viaduct, 34-35 and 32-33A Farringdon Street, and construction of a new building arranged over 2 basement levels, ground and 10 upper floors to Holborn Viaduct and 12 upper floors to Farringdon Street to provide a new Commercial, Business and Service (Class E) building; new publicly accessible lift to provide step-free access between Holborn Viaduct and Farringdon Street; hard and soft landscaping works and other works incidental to the development. | 2021-09-03 | 2022-02-07 | Granted | Office & Retail | No | Substructure and/or Façade Retained | 1920s | Not listed | 16944 | 35948 |  | 112.2% | 19004 | [6 empty] | 11 | 15 | 13 | 4 |  |  | Hilson Moran | Heyne Tillet Steel | Hilson Moran | PLP Architecture | eTool LCD | Project 14 | 0% | 2
1-5 Lower Marsh | Lambeth | SE1 7NT | 23/00357/FUL | Planning Portal | 2 storeys added supported by existing structure's 4th floor slab, small area of 5th floor slab demolished and replaced, small ground floor Refurbishment, façade alterations | 2023-02-02 |  | Pending | Office | No | Heavy Refurbishment | 1990s | Not listed | 4927 | 6294 | 132 | 27.75% | 1499 | No new basement | Reinforced Concrete |  | RC Cores / shear walls |  |  | 6 | 8 | 7 | 2 |  |  | Sweco | Davis Maguire | Sweco | Fathom | One Click LCA | Project 15 | 2.679% | 3
15 Minories, 57-60 & 62 Aldgate High Street And 1 Little Somerset Street | City of London | EC3N 1BJ | 16/00406/FULMAJ | Planning Portal | Demolition of existing buildings and erection of a mixed use building with 3 basement levels | 2016-04-15 |  | Pending | Office | No | New Build | 1970s | Not listed | 20231 | 32613 | 20231 | 61.2% | 32613 | New | [6 empty] | 14 | 13 |  |  |  | Hoare Lea | WSP | Hoare Lea | ACME | One Click LCA | Project 16 | 100% | 1
15-17 Eldon Street | City of London | EC2M 7LD | 21/00282/FULMAJ | Planning Portal | Demolition of 5th floor level and Eldon Street facade. Refurbishment and refurbishment of the existing Class E use building to provide a replacement 5th floor level, additional 6th, 7th and 8th floor levels and new facade to Eldon Street. I | 2021-04-09 | 2023-02-14 | Granted | Office | No | Heavy Refurbishment | 1980s | Not listed | 4161 | 5890 | 1009 | 41.55% | 2738 | No new basement | Reinforced Concrete | Steel | RC Cores / shear walls | RC Cores / shear walls | Load balancing at all levels | 7 | 11 | 9 | 4 | 0 |  | Verte | Frankham Consultancy Group | Butler and Young Associates | Gort Scott |  | Project 17 | 24.25% | 3
166 High Holborn | Camden | WC1V 6PB | 2023/2510/P | Planning Portal | Redevelopment of Selkirk House, 166 High Holborn and 1 Museum Street following the substantial demolition of the existing NCP car park and former Travelodge Hotel to provide a mixed-use scheme, providing office, residential, and town centre uses at ground floor level. Works of part-demolition and refurbishment to 10-12 Museum Street, 35-41 New Oxford Street, and 16A-18 West Central Street to provide further town centre ground floor uses and residential floorspace, including affordable housing provision. Provision of new public realm including a new pedestrian route through the site to link West Central Street with High Holborn. Relocation of cycle hire docking stations on High Holborn. | 2023-06-27 |  | Pending | Commercial & Residential |  | New Build |  |  | 0 | 493 | 0 |  | 493 | [7 empty] | 6 | 6 |  |  |  | Scotch Partners | Arup |  |  |  | Project 18 | 100% | 1
16A-18 West Central Street | Camden | WC1A 1JJ | 2023/2510/P | Planning Portal | Demolition of the existing building to leave just the basement walls and slab (existing retaining walls to be temporary propped prior to demolishing the ground floor); and Provide a new build concrete framed residential block with commercial at ground floor and plant space within the existing basement. | 2023-06-27 |  | Pending | Residential (inc. student accomodation) | Yes | Substructure and/or Façade Retained | 1900s | Not listed | 2712 | 3247 | 1718 | 19.73% | 2253 | No new basement | Brickwork and timber | Reinforced Concrete | None |  |  | 3 | 6 | 6 | 3 | 0 |  | Scotch Partners | Heyne Tillet Steel | Scotch Partners | DSDHA |  | Project 19 | 63.35% | 2
175 Bishopsgate/Exchange Square | City of London | EC2M 3WA | 21/00930/FULMAJ | Planning Portal | Part demolition, Refurbishment to existing façade facing onto square and upper levels. Increase height and widen Arcade. Creation of Refurbishment terraces | 2022-04-04 | 2023-06-14 | Granted | Office & Retail | No | Light Refurbishment | 1980s | Not listed | 55000 | 58903 | 5500 | 7.096% | 9403 | No new basement | Reinforced Concrete | Steel |  |  | Minimal intervention | 12 | 12 | 12 | 0 | 0 |  | Sweco |  |  | Fletcher Priest Architects |  | Project 20 | 10% | 4
18 Blackfriars Road - Office Building | Southwark | SE1 9JU | 23/AP/1854 | Planning Portal | 45-storey building above podium. Improvements to existing public house | 2023-07-05 |  |  | Office |  | New Build |  |  |  | 116381 |  |  | 116381 | [7 empty] | 48 | 48 |  |  |  | Arup |  |  |  |  | Project 21 | 100% | 1
18 Blackfriars Road - Paris Building | Southwark | SE1 9JU | 23/AP/1854 | Planning Portal | 22 storey building above podium comprising of affordable residential accommodation. |  |  |  | Residential (inc. student accomodation) |  | New Build |  |  |  | 19384 |  |  | 19384 | [7 empty] | 25 | 25 |  |  |  | Arup |  |  |  |  | Project 22 | 100% | 1
18 Blackfriars Road - Stamford Building | Southwark | SE1 9JU | 23/AP/1854 | Planning Portal | Erection of ground plus 3-storey podium (retail, leisure), 2 basement levels. 2 residential buildings of 22 and 40 storeys above podium. | 2023-07-04 |  |  | Residential (inc. student accomodation) |  | New Build |  |  |  | 39578 |  |  | 39578 | [7 empty] | 42 | 40 |  |  |  | Arup |  |  |  |  | Project 23 | 100% | 1
181 Talgarth Road | Hammersmith and Fulham | W6 8DN | 2021/03561/FUL | Planning Portal | Currently clear site, erection of two buildings | 2021-11-04 | 2022-08-11 |  | Residential (inc. student accomodation) |  | New Build |  |  |  | 16943 |  |  | 16943 | [7 empty] | 16 | 16 |  |  |  | Stroma |  |  |  |  | Project 24 | 100% | 1
18-20 Savile Row | Westminster | W1S 3PW | 22/03276/FULL | Planning Portal | Demolition of all existing buildings, excavation to deepen existing basement, and redevelopment to provide an eight storey building plus one storey basement comprising flexible retail (Class E(a)) and/or restaurant (Class E(b)) floorspace and tailoring floorspace (Class E(a), Class E(g)(ii) & Class E(g)(iii)) at part ground floor; and office floorspace (Class E(g)(i)) at part ground and on all upper floors; external terraces and associated hard and soft landscaping; cycle parking; replacement of commemorative plaque and other associated works. ¦ Development Site At 18 - 20 Savile Row London | 2022-05-16 | 2024-03-02 | Not granted | Office & Retail | No | New Build | 1950s | Not listed | 7684 | 8724 | 7684 | 13.53% | 8724 | New and retained basement | Reinforced Concrete | Steel | RC Cores / shear walls | RC Cores / shear walls |  | 9 | 9 | 8 | 8 |  |  | Norman, Disney & Young | Elliot Wood | Norman, Disney & Young | Fathom | One Click LCA |  | 100% | 1
19-35 Baker Street | Westminster | W1U 6DD | 16/11376/FULL | Planning Portal | Demolition of the existing buildings at 19-35 Baker Street, 88-110 George Street, 69-71 Blandford Street and redevelopment to create a mixed use scheme providing offices (Class B1), retail (Class A1 and flexible Class A1/A3 units) and up to 51 residential units (Class C3) within a new ground plus nine storey building (and an enclosed plant area) on Baker Street; a new stepped ground plus four to ground plus six storey building on George Street; refurbishment, Refurbishment and the change of use of the first floor from office to residential at 30 Gloucester Place; creation of a single storey basement level linking the Baker Street and George Street buildings to provide car and cycle parking, refuse and servicing; creation of a new central, publically accessible courtyard; removal of 5 trees and replacement trees across the site, a new publically accessible route at ground level connecting Baker Street and Gloucester Place; associated plant, landscaping, replacement pavements in part and other associated works. (Linked application 16/11377/LBC) (Revised scheme i. Stepping back at level 8 and above to Baker Street building. ii. Details of buidling line of Baker Street building. iii. Details of servicing arrangements. iv. Details of distribution of Class A1 and A3 uses within the scheme) | 2016-11-29 | 2019-03-27 | Granted | Office, Retail & Residential |  | New Build | 1970s |  | 20087 | 49561 |  | 146.7% | 29474 | New | [6 empty] | 10 | 9 |  |  |  | Arup | AKT II | Arup | Hopkins Architects |  | Project 25 | 100% | 1
19-35 Sylvan Grove | Southwark | SE15 1PD | 23/AP/0582 | Planning Portal | 2 buildings of up to 7 storeys and 34 storeys. Partial demolition, erection of new mixed-use building. | 2023-03-02 |  | Pending | Residential (inc. student accomodation) |  | Heavy Refurbishment | 1920s | Not listed | 2154 | 27476 | 1720 | 1176% | 27042 | New | Masonry and steel | Reinforced Concrete | Moment frame | Cores and bracing | Load balancing at all levels | 2 | 36 | 35 | 0 | 36 |  | Introba | Civic Engineers |  | TP Bennett |  | Project 26 | 79.85% | 3
2 Trafalgar Way | Tower Hamlets | E14 5SP | 20/01402/A2 | Planning Portal | Redevelopment of the site to provide a new mixed use building including student accommodation units and associated uses | 2020-07-02 | 2022-06-30 |  | Residential (inc. student accomodation) |  | New Build | [6 empty] | 0 | [7 empty] | 48 | 46 | [8 empty] | Project 29 | 100% | 1
20 Giltspur Street | City of London | EC1A 9DD | 22/00867/FULMAJ | Planning Portal | Alteration and Refurbishment of existing building. Infill Refurbishments at upper levels (uppermost floor extended to area of lower floors) . Altered and additional entrances. Altered plant enclosure. Façade alterations. | 2022-09-12 | 2022-12-12 |  | Office | No | Heavy Refurbishment | 2000s | Not listed | 8734 | 11184 | 2023.6 | 28.05% | 4473.6 | No new basement | Steel | Steel | RC Cores / shear walls | RC Cores / shear walls | Load balancing at all levels | 7 | 6 | 6 | 0 | 0 | None required | Norman Disney & Young | Elliot Wood | Norman, Disney & Young | Buckley Gray Yeoman |  | Project 30 | 23.17% | 3
216-220 Blackfriars Road | Southwark | SE1 9JU | 20/AP/3250 | Planning Portal | Part 22 and part15 storeys + 3 basement levels, | 2020-11-03 | 2022-07-20 |  | Commercial & Residential |  | New Build |  |  |  | 40097 |  |  | 40097 | [7 empty] | 25 | 22 |  |  |  | WSP |  |  |  |  | Project 31 | 100% | 1
2-3 Finsbury Avenue | City of London | EC2M 2PA | 20/00869/FULEIA | Planning Portal | Demolition of existing buildings and new building with 3 basement levels and ground plus 37 storeys. | 2020-11-04 | 2021-08-19 |  | Office |  | New Build |  |  |  | 105733 |  |  | 105733 | [7 empty] | 40 | 37 |  |  |  | Atelier Ten |  |  |  |  | Project 32 | 100% | 1
25 Mandela Way | Southwark | SE1 5SZ | 23/AP/0950 | Planning Portal | Up to 4-storey building. | 2023-04-04 |  |  | Industrial |  | New Build |  |  |  | 15118 |  |  | 15118 | [7 empty] | 4 | 4 |  |  |  | ADW Development |  |  |  |  | Project 33 | 100% | 1
257-283 Ilderton Road | Southwark | SE15 1EZ | 23/AP/1317 | Planning Portal | 30-storey accommodation block and 10-storey storage facility.Plants on roof | 2023-05-09 |  |  | Residential (inc. student accomodation) |  | New Build |  |  |  | 29541 |  |  | 29541 | [7 empty] | 30 | 30 |  |  |  | Atelier Ten |  |  |  |  | Project 34 | 100% | 1
26 To 46 Lisson Grove | Westminster | NW1 6TT | 22/05145/FULL | Planning Portal | Reuse part of existing basement | 2022-07-28 | 2023-01-06 |  | Office & Retail | No | Substructure and/or Façade Retained | 1960s | Not listed | 6192 | 10624 | 4404 | 71.58% | 8836 | No new basement | [5 empty] | 5 | 8 | 7 | 3 | 0 |  | Sweco |  |  |  |  | Project 35 | 71.12% | 2
302-312 Stratford High Street | London Legacy Development Corporation | E15 1AJ | 22/00098/FUL | Planning Portal | Demolition of existing buildings and redevelopment of the site to provide a part 12, part 25 storey building (plus 2 basement levels) for a mixed-use development comprising 465 student accommodation rooms (Sui Generis), 786sqm workspace (Class E), a new public house consisting of 141sqm (Sui Generis) with hard and soft landscaping, public realm improvements including enhancements to the Channelsea River, a new vehicular access, parking and associated works. This application is accompanied by an Environmental Statement (ES) (dated February 2022) submitted pursuant to the Town and Country Planning (Environmental Impact Assessment) Regulations (2017), as amended | 2022-03-16 | 2023-05-22 | Granted | Commercial & Residential | No | New Build | 1930s | Not listed | 1337 | 16203 | 1337 | 1112% | 16203 | New | [5 empty] | 3 | 27 | 25 | 27 |  |  | Elementa | Meinhardt | Meinhardt | Henley Halebrown | One Click LCA | Project 36 | 100% | 1
330 Grays Inn Road | Camden | WC1X 8DA | 2023/0904/P | Planning Portal | Retention of an existing building with a two storey Refurbishment, and demolition of all other buildings | 2023-03-03 |  | Pending | Office, Retail & Residential | Yes | Heavy Refurbishment | 1870s | Not listed | 12811 | 35681 | 12097.38 | 178.5% | 34967.38 | New and retained basement | Masonry and steel | Reinforced Concrete | RC Cores / shear walls | RC Cores / shear walls | Load balancing at foundations | 3 | 2 | 5 | 2 | 15 |  | XCO2 | WSP |  | Allford Hall Monaghan Morris | One Click LCA | Project 37 | 94.43% | 3
334-348 Oxford Street | Westminster | W1C 1JG | 21/05110/FULL | Planning Portal | Alterations and Refurbishments to, and partial demolition of, existing building to provide partly extended and refurbished, and partly new, building comprising deepened basement, ground, and nine upper floors | 2021-07-26 | 2022-03-01 | Granted | Office & Retail | No | Heavy Refurbishment | 1970s | Not listed | 33632 | 43040 | 0 | 27.97% | 9408 | New and retained basement | [5 empty] | 8 | 11 | 10 | 3 | 0 |  | Atelier Ten | AKT II | Atelier Ten | Allford Hall Monaghan Morris | One Click LCA | Project 38 | 0% | 3
38-42 Southwark Bridge Road | Southwark | SE1 9EJ | 22/AP/4006 | Planning Portal |  | 2022-11-23 |  |  | Office |  | New Build |  |  |  | 16870 |  |  | 16870 | [7 empty] | 7 | 7 |  |  |  | Arup |  |  |  |  | Project 39 | 100% | 1
38-70 Baker Street | Westminster | W1U 7BT | 22/08200/FULL | Planning Portal | Reuse of existing basement | 2022-12-01 |  |  | Commercial & Residential | No | Substructure and/or Façade Retained | 1950s | Not listed | 19618 | 33223 | 19618 | 69.35% | 33223 | No new basement | [5 empty] | 7 | 10 | 9 | 3 |  |  | Buro Happold |  |  |  |  | Project 40 | 100% | 2
45 Hornsey Road | Islington | N7 7DD | P2022/1943/FUL | Planning Portal | Demolition of existing building and structure and erection of 12-storey building and refurb. of railway arches | 2022-05-25 | 2023-07-18 |  | Residential (inc. student accomodation) |  | New Build |  |  |  | 9983 |  |  | 9983 | [7 empty] | 12 | 12 |  |  |  | Energist |  |  |  |  | Project 41 | 100% | 1
458 Oxford Street | Westminster | W1C 1AP | 21/04502/FULL | Planning Portal |  | 2021-07-02 | 2022-03-07 |  | Office |  | New Build |  |  |  | 60777 |  |  | 60777 | [7 empty] | 11 | 9 |  |  |  | Arup | Arup | Arup | Pilbrow & Partners | One Click LCA | Project 42 | 100% | 1
47-50 Mark Lane | City of London | EC3R 7QQ | 22/01245/FULMAJ | Planning Portal | Demolition of existing buildings and structures, retention of existing basement, construction of new ground plus 11-storey building with plant above. | 2022-12-21 | 2023-03-22 |  | Office | No | Substructure and/or Façade Retained | 1960s | Not listed | 16523 | 30218 | 16523 | 82.88% | 30218 | No new basement | [6 empty] | 11 | 11 | 11 |  |  | GXN Innovation | AKT II | Atelier Ten | Orms Designers and Architects | One Click LCA | Project 43 | 100% | 2
55 Gracechurch Street | City of London | EC3V 0EE | 20/00671/FULEIA | Planning Portal | Demolition of existing buildings. New building with basement levels and ground floor plus 29 storeys. | 2020-08-24 | 2021-01-26 |  | Office |  | New Build |  |  |  | 33202 |  |  | 33202 | [7 empty] | 32 | 29 |  |  |  | TFT |  |  |  |  | Project 47 | 100% | 1
61 - 65 Holborn Viaduct London EC1A 2FD | City of London | EC1A 2DE | 21/00781/FULMAJ | Planning Portal | Erection of new ground plus 12-storey building with 2 basement levels, existing single storey basement wall is re-used | 2021-09-13 | 2022-02-01 |  | Residential (inc. student accomodation) |  | New Build |  |  |  | 20463 |  |  | 20463 | [7 empty] | 14 | 12 |  |  |  | Hodkinson |  |  |  |  | Project 48 | 100% | 1
6-12 Verney Road | Southwark | SE16 3FN | 23/AP/0948 | Planning Portal | Up to 4-storey building. | 2023-04-05 |  |  | Industrial |  | New Build |  |  |  | 20864 |  |  | 20864 | [7 empty] | 4 | 4 |  |  |  | Insignis |  |  |  |  | Project 49 | 100% | 1
63 - 66 Coleman Street | City of London | EC2R 5AN | 21/00694/FULMAJ | Planning Portal | Front façade retention | 2021-08-09 | 2022-12-14 |  | Office & Retail | No | Substructure and/or Façade Retained | 1870s | Not listed | 3851 | 5220 | 3851 | 35.55% | 5220 | [6 empty] | 8 | 10 | 9 | 2 | 0 |  | FLATT | Heyne Tillet Steel | FLATT | Emrys Architects | One Click LCA | Project 50 | 100% | 2
63 New Bond Street | Westminster | W1S 1RJ | 23/08027/FULL | Planning Portal | Alteration and extension of the existing buildings, including partial demolition and retention and retrofit to provide a building with basement, ground and ten upper floors, setback at fifth to eighth floors with terraces, setback at ninth floor with terrace and plant, and a roof terrace with lift over run and pavilion at the tenth floor, with satellite dish, green roof and solar photo voltaic panels on its roof, and associated works, to provide for retail (Class E (a)) and office (Class E(g)(i)) uses together with associated ancillary spaces to those uses. ¦ Fenwicks 58 - 63 New Bond Street London W1S 1RJ | 2023-11-20 | 2024-03-02 | Granted | Office & Retail | No | Heavy Refurbishment | 1800s | Not listed | 15079 | 18617 |  | 23.46% | 3538 | New and retained basement | Masonry and steel | Reinforced Concrete | RC Cores / shear walls | RC Cores / shear walls | Capacity enhancement | 7 | 4 | 6 | 4 | 0 |  | Buro Happold | Buro Happold | Buro Happold | Foster + Partners | One Click LCA |  | 0% | 3
65 Gresham St | City of London | EC2V 7NQ | 22/00848/FULMAJ | Planning Portal | Horizontal Refurbishment at 8th and 9th floor levels and three-storey vertical Refurbishment plus plant enclosure to create Class E floorspace; alterations and refurbishment to existing windows and facades; structural alterations and repositioning of cores; creation of new and refurbished entrances on Gresham Street and at the junction of Aldermanbury and Love Lane; creation of inset balconies; creation of roof terraces at levels 8, 10 and 12; removal and replacement of plant and installation of PV; public realm improvements for new hard and soft landscaping; removal of ground floor mezzanine level facilitating the provision of retail frontages and retail units to Aldermanbury; provision of cycle storage and other works incidental to the development. ¦ 65 Gresham Street London EC2V 7NQ | 2022-09-07 |  | Pending | Office | No | Heavy Refurbishment | 2000s | Not listed | 41136 | 54290 | 0 | 31.98% | 13154 | No new basement | [5 empty] | 12 | 17 | 14 | 5 | 2 |  | Longevity Partners | Buro Happold | Atelier Ten | Squire and Partners | One Click LCA | Project 51 | 0% | 3
7 Brannan Street | Tower Hamlets | E14 9ZR | [15 empty] | 0 | [17 empty] | Project 52 |  | 0
7 Millbank | Westminster | SW1P 3JA | 21/01508/FULL | Planning Portal |  | 2021-03-10 | 2022-02-08 |  | Office |  | New Build |  |  |  | 19414 |  |  | 19414 | [7 empty] | 10 | 8 |  |  |  | Hilson Moran |  |  |  |  | Project 53 | 100% | 1
70 Gracechurch Street | City of London | EC3V 0XL | 20/00671/FULEIA | Planning Portal | Demolition of existing buildings. New building with basement levels and ground floor plus 33 storeys | 2020-10-13 | 2021-09-29 |  | Office |  | New Build |  |  |  | 60616 |  |  | 60616 | [7 empty] | 37 | 33 |  |  |  | TFT |  |  |  |  | Project 54 | 100% | 1
747-759 & 765-775 Old Kent Road | Southwark | SE15 1NZ | 23/AP/1862 | Planning Portal | Building A: 33 storeys + basement. B: 19 storeys. C: 15 storeys. D: 20 storeys | 2023-07-03 |  |  | Residential (inc. student accomodation) |  | New Build |  |  |  | 51386 |  |  | 51386 | [7 empty] | 35 | 33 |  |  |  | Whitecode |  |  |  |  | Project 55 | 100% | 1
76-78 Upper Ground | Lambeth | SE1 9PZ | 21/01142/FUL | Planning Portal | Refurbishment, partial demolition and Refurbishment of the existing building, 80% retention. New core. Plant on roof extended. | 2021-03-19 | 2021-12-23 |  | Office | No | Heavy Refurbishment | 1980s | Grade II | 27790 | 38840 | 5060 | 39.76% | 16110 | No new basement | [5 empty] | 6 | 7 | 6 | 1 | 4 |  | Watkins Payne | Heyne Tillet Steel | Watkins Payne Partnership | Allford Hall Monaghan Morris | One Click LCA | Project 56 | 18.21% | 3
79-87 Westminster Bridge Road | Lambeth | SE1 7XT | 20/03539/FUL | Planning Portal | Erection of ground plus 14-storey building and two basement levels | 2020-10-13 |  |  | Hotel |  | New Build |  |  |  | 8529 |  |  | 8529 | [7 empty] | 16 | 14 |  |  |  | Meinhardt |  |  |  |  | Project 57 | 100% | 1
8 - 12 New Bridge Street | City of London | EC4V 6AL | 22/00622/FULMAJ | Planning Portal | Part demolition of Fleet House, full demolition of St Bride's Tavern (basement levels retained). Erection of 8-storey building | 2022-07-07 | 2023-01-31 |  | Office | No | Heavy Refurbishment | 1950s | Not listed | 5612 | 7810 | 1332 | 39.17% | 3530 | No new basement | Reinforced Concrete |  | RC Cores / shear walls | RC Cores / shear walls | Horizontal Refurbishment | 8 | 11 | 10 | 1 | 11 |  | Hoare Lea | AKT II | Hoare Lea | HOK International | One Click LCA | Project 58 | 23.73% | 3
80 Charlotte Street Gallery |  | W1T 4QS | [15 empty] | 0 | [5 empty] | Minimal intervention | [11 empty] | Project 60 |  | 0
81-103 King's Road | Kensington and Chelsea | SW3 4NX | PP/23/00968 | Planning Portal | Demolition of existing building and redevelopment for new building up to four storeys and basement. 10% basement retained. | 2023-02-07 |  |  | Office | No | Substructure and/or Façade Retained | 1980s | Not listed | 9790 | 16138 | 5831 | 64.84% | 12179 | No new basement | [5 empty] | 5 | 5 | 4 | 0 | 0 |  | Ramboll | Robert Bird Group | Ramboll | Pilbrow & Partners | One Click LCA | Project 62 | 59.56% | 2
85 Gracechurch Street | City of London | EC3V 0AA | 22/01155/FULEIA | Planning Portal | Partial demolition of existing building (Gracechurch Street frontage adapted) and the construction of a 32 storey building plus basement levels | 2022-11-30 | 2023-10-11 | Granted | Office & Retail | No | Substructure and/or Façade Retained | 1930s | Not listed | 8035 | 37746 | 8035 | 369.8% | 37746 | New and retained basement | Steel |  |  |  |  | 10 | 37 | 33 | 27 | 0 |  | Sweco | Robert Bird Group |  | Woods Bagot |  | Project 63 | 100% | 2
88 Grays Inn Road | Camden | WC1X 8AA | 2022/4259/P | Planning Portal | Existing building is being retained and refurbished | 2022-10-11 |  |  | Commercial & Residential | Yes | Retrofit | 1960s | Not listed | 1280 | 1149 | 0 | -10.23% | 0 | No new basement | Reinforced Concrete |  |  |  |  | 4 | 4 | 4 | 0 | 2 |  | Max Fordham | Heyne Tillet Steel | Max Fordham | Piercy & Company | One Click LCA | Project 64 | 0% | 5
90 Whitfield |  | W1T 4EZ | [15 empty] | 0 | [17 empty] | Project 66 |  | 0
9-10 and 11 Angel Court | City of London | EC2R 7BH | 22/00860/FULMAJ | Planning Portal | Demolition of the existing buildings except 9-10 Angel Court façade (up to 4th floor), new building constructed behind that façade, replica façade of 11 Angel Court up to 3rd floor, over 3 basement levels, ground mezzanine and 9 upper floors plus plant room. | 2022-09-08 | 2023-02-22 |  | Hotel |  | New Build |  |  |  | 4878 |  |  | 4878 | [7 empty] | 12 | 9 |  |  |  | Greengage |  |  |  |  | Project 67 | 100% | 1
99 City Road | Islington | EC1Y 9DD | P2023/1070/FUL | Planning Portal | Majority of original foundations kept, new façade, core and column added, ground floor to be set back. 63% retention of existing structure. | 2023-04-17 |  |  | Office & Retail |  | Heavy Refurbishment | 1990s | Not listed | 21667 | 64873 | 8016.79 | 199.4% | 51222.79 |  |  |  |  | RC Cores / shear walls |  | 10 | 36 | 35 |  | 35 |  | Twin and Earth |  |  |  |  | Project 68 | 37% | 3
Apollo Business Centre, 158 Trundley's Road | Lewisham | SE8 5JE | DC/23/130258 | Planning Portal | Mixed-use redevelopment of the site for a new building comprising part 10, part 26 storeys. 50% GGBS in superstructure concrete mix | 2023-02-02 |  |  | Commercial & Residential |  | New Build |  |  |  | 23204 |  |  | 23204 | [7 empty] | 27 | 26 |  |  |  | Greengage |  |  |  |  | Project 69 | 100% | 1
Borough Triangle Site | Southwark | SE1 6BN | 22/AP/3149 | Planning Portal | Demolition of all existing buildings/structures, except 82 and part 83 Borough Road (retained, altered and refurbsihed). Basement construction, 4 new buildings with 5-46 storey heights. | 2022-09-05 |  |  | Office & Retail |  | New Build |  |  |  | 93367 |  |  | 93367 | [7 empty] | 46 | 46 |  |  |  | Whitecode |  |  |  |  | Project 70 | 100% | 1
Boundary House 7 - 17 Jewry Street London EC3N 2EX | City of London | EC3N 2AF | 21/00826/FULMAJ | Planning Portal | Demolition of existing builiding and the erection of a basement, ground plus part 14 and part 6 storey building plus plant. | 2021-09-30 | 2022-07-19 |  | Hotel |  | New Build |  |  |  | 11158 |  |  | 11158 | [7 empty] | 15 | 14 |  |  |  | Hoare Lea |  |  |  |  | Project 71 | 100% | 1
Burgess Industrial Park Parkhouse Street | Southwark | SE5 7TJ | 21/AP/1342 | Planning Portal | 12 blocks of betweeen 2-13 storeys | 2021-04-19 |  |  | Commercial & Residential |  | New Build |  |  |  | 39696 |  |  | 39696 | [7 empty] | 12 | 12 |  |  |  | Waterman Building Services |  |  |  |  | Project 73 | 100% | 1
Bury House - 31 Bury Street | City of London | EC3A 5AR | 20/00848/FULEIA | Planning Portal | The use of prefabricated structural and façade systems present opportunities for material effieincy, which have been explored and incorporated into the proposed design. Further material efficiency opportunities have been explored by retionalising structural gris and assessing different foundation options to minimise material use. Another key opportunity is the possibility to develop an all electric servicing strategy, with the use of heat pumps, in order to minimise operational carbon emissions, which will also benefit from the decarbonisation of the electricity grid. There are opportunities to reuse and recover materials from the existing development, to be identified in the pre-demolition audit. As a constraint, the small roof area compared to the building's total floor area, which needs to accomodate the centralised heating and cooling plant, makes the installation of PV panels to further reduce the operational carbon emissions unfeasible. | 2020-10-28 |  |  | Office & Retail |  | New Build |  |  |  | 30170 |  |  | 30170 | [7 empty] | 50 | 46 |  |  |  | Hoare Lea |  |  |  |  | Project 74 | 100% | 1
Buspace Studios | Kensington and Chelsea | W10 5AP | PP/22/07709 | Planning Portal | Erection of 2 buildings with groundfloor connection | 2023-11-23 |  |  | Commercial & Residential |  | New Build |  |  |  | 9450 |  |  | 9450 | [7 empty] | 6 | 5 |  |  |  | XCO2 |  |  |  |  | Project 75 | 100% | 1
Canada Water Dockside Plot A1 | Southwark | SE16 7PJ | 21/AP/2655 | Planning Portal | Plot A1 and A2 share basements. Ground plus mezzanine and 24 storeys | 2022-10-12 |  |  | Office |  | New Build |  |  |  | 61551 |  |  | 61551 | [7 empty] | 25 | 24 |  |  |  | Atelier Ten |  |  |  |  | Project 76 | 100% | 1
Canada Water Dockside Plot A2 | Southwark | SE16 7PJ | 23/AP/0565 | Planning Portal | Erection of 11-storey building with 1 basement level | 2022-10-12 |  |  | Office |  | New Build |  |  |  | 35196 |  |  | 35196 | [7 empty] | 12 | 11 |  |  |  | Arup |  |  |  |  | Project 77 | 100% | 1
Castle & Fitzroy House 37 - 45 Paul Street | Islington | EC2A 4UY | P2022/2893/FUL | Planning Portal | commercial building of 9 storeys (incl. lower ground and basement level) | 2022-08-31 | 2023-10-12 |  | Office |  | New Build |  |  |  | 32541 |  |  | 32541 | [7 empty] | 12 | 11 |  |  |  | Hoare Lea |  |  |  |  | Project 78 | 100% | 1
Church street residential development London | Westminster | NW8 8EX | 21/08160/COOUT | Planning Portal |  | 2021-11-23 | 2023-06-30 |  | Commercial & Residential |  | New Build |  |  |  | 42683 |  |  | 42683 | [7 empty] | 14 | 13 |  |  |  | Max Fordham |  |  |  |  | Project 79 | 100% | 1
Colechurch House | Southwark | SE1 2SX | 20/AP/3013 | Planning Portal | Erection of elevated 22-storey building, 4 storey basement, plant areas | 2020-10-12 |  |  | Office & Retail |  | New Build |  |  |  | 48178 |  |  | 48178 | [7 empty] | 26 | 22 |  |  |  | Sweco |  |  |  |  | Project 80 | 100% | 1
Cripplegate House 1 Golden Lane | City of London | EC1Y 0RR | 22/00202/FULMAJ | Planning Portal | Heritage building: retained. 90s Refurbishment: floors, core and structure retained. Floors extended. Northern elevation replaced and others reclad. Roof Refurbishment. | 2022-03-28 | 2022-11-01 |  | Office | No | Light Refurbishment | 1890s | Grade II | 12988.67 | 15649 | 1443.1856 | 20.48% | 2588 | No new basement |  | Steel | RC Cores / shear walls | RC Cores / shear walls |  | 9 | 13 | 12 | 3 | 0 |  | Hawkins Brown | London Structures Lab |  | HawkinsBrown | One Click LCA | Project 81 | 11.11% | 4
Dyne House | Haringey | N6 5EE | HGY/2023/0328 | Planning Portal | Redevelopment of Dyne House, to include: 1) Retention, refurbishment, Refurbishment and basement works to the principal five storey Dyne House structure (plus plant and lift over run); 2) Demolition and redevelopment of the rear Refurbishment and associated buildings to the rear, with erection of a new part one and part two storey structure, together with new basement levels; 3) Retention of the Parade Ground open space, with new multi-use surface; 4) Associated improvements to the Island Site access and underground tunnel, including: demolition of existing service block and erection of a replacement part one and part two storey structure; and 5) Associated landscaping and improved provision for emergency services, servicing and disabled parking. | 2023-03-08 |  | Pending | School | No | Heavy Refurbishment | 1960s | Not listed | 3019 | 6216 | 925 | 105.9% | 4122 | New and retained basement | Reinforced Concrete | Timber and steel |  | RC Cores / shear walls |  | 6 | 6 | 5 | 0 | 4 |  | AECOM | Expedition Engineering | AECOM | Hopkins Architects | One Click LCA | Project 82 | 30.64% | 3
Edward Rudolph House, 69-85 Margery Street | Islington | WC1X 0JL | P2023/2059/FUL | Planning Portal | Demolition of existing building and erection of a 4-storey office building, plant encosure to roof | 2023-08-02 |  |  | Office |  | New Build |  |  |  | 4960 |  |  | 4960 | [7 empty] | 4 | 4 |  |  |  | Verte |  |  |  |  | Project 83 | 100% | 1
Elephant And Castle Shopping Centre Site | Southwark | SE17 1EU | 21/AP/1104 | Planning Portal | Multiple buiulding development | 2021-03-29 | 2021-07-29 |  | Commercial & Residential |  | New Build |  |  |  | 7330 |  |  | 7330 | [12 empty] | Hoare Lea |  |  |  |  | Project 84 | 100% | 1
Evelina Children's Hospital | Lambeth | SE1 7EH | 21/01869/FUL | Planning Portal | 12 storey building plus 2 storey basement with 5 storey link Refurbishment | 2021-01-26 |  |  | Hospital/Medical |  | New Build |  |  |  | 27306 |  |  | 27306 | [7 empty] | 14 | 12 |  |  |  | AECOM |  |  |  |  | Project 85 | 100% | 1
Former Blackfriars Crown Court | Southwark | SE1 0BT | 22/AP/1347 | Planning Portal | Minor material amendments to planning permission 20/AP/1537 [approval date: 06.05.2021] for the development of the site including partial demolition, Refurbishments and alterations to provide a commercial building with community uses. The amendments comprise: - basement and structural alterations including deepened and extended basement and revised piling approach; - cross laminated timber floor construction changed to concrete plank system; - addition of external structural columns on Sawyer Street façade; - internal reconfiguration including consolidation of cores, relocated refuse store, revised cycle parking and end of journey facilities, revised affordable workspace and community auditorium design; - fire strategy updates; - external alterations to doors and repositioning of south-east external stair; - relocation of visitor cycle parking; - rooftop amendments including revised swimming pool and atrium, revised roof plant enclosures, revised Community Pavilion layout, provision of additional office space; and - the addition of 37 more trees. ¦ Site Of The Former Blackfriars Crown Court 1-15 Pocock Street London SE1 0BT | 2022-04-04 | 2022-10-10 | Granted | Office & Retail | Yes | Heavy Refurbishment | 1960s | Not listed | 14459 | 34264 | 7811 | 137% | 27616 | New and retained basement | [5 empty] | 6 | 10 | 8 | 4 |  |  | Atelier Ten | AKT II | Atelier Ten | Sheppard Robson | One Click LCA | Project 87 | 54.02% | 3
Friars Close | Southwark | SE1 0UL | 22/AP/4376 | Planning Portal | Erection of 9-storey building with 21-storey tower, terrace on 10th storey, external plan and waste storage | 2022-12-28 |  |  | Residential (inc. student accomodation) |  | New Build |  |  |  | 15513 |  |  | 15513 | [7 empty] | 21 | 21 |  |  |  | Max Fordham |  |  |  |  | Project 88 | 100% | 1
Friary Court 65 Crutched Friars | City of London | EC3N 2AE | 22/00882/FULMAJ | Planning Portal | Demolition of existing building and redevelopment for new building comprising basment, ground plus 20 upper floors | 2022-09-30 | 2023-06-27 |  | Residential (inc. student accomodation) |  | New Build |  |  |  | 27844 |  |  | 27844 | [7 empty] | 22 | 20 |  |  |  | Waterman Building Services |  |  |  |  | Project 89 | 100% | 1
Gillingham House | Westminster | SW1V 1HU | 23/01690/FULL | Planning Portal | Intensive refurbishment and Refurbishment (demolish 2,183m2), 60% of area and 70% of volume retained | 2023-03-13 |  |  | Office |  | Heavy Refurbishment |  |  | 5457.5 | 9450 | 2183 | 73.16% | 6175.5 | No new basement | [5 empty] | 4 | 8 | 8 | 4 | 0 |  | Atelier Ten | Stantec |  |  |  | Project 90 | 40% | 3
Hyatt Place | Hillingdon | UB4 0JN | 2385/APP/2022/2952 | Planning Portal | Partial demolition of the existing building, followed by refurbishment, side Refurbishments and upwards Refurbishments, alongside erection of perimeter blocks around a podium level, to increase hotel capacity (Class C1) whilst introducing industrial uses (Class E(g)(ii) and E(g)(iii)) at ground and first floor level. | 2022-09-27 |  | Pending | Hotel | Yes | Heavy Refurbishment | 1960s | Not listed | 9885 | 20372 | 1211 | 106.1% | 11698 | [6 empty] | 13 | 14 | 14 | 1 |  |  | Love Design Studio | Engineeria | Woodcote Power Consulting | Haptic | One Click LCA | Project 91 | 12.25% | 3
Island Site Woolwich | Greenwich | SE18 6PF | 22/3162/F | Planning Portal | The redevelopment (together with demolition and part demolition of existing buildings) and refurbishment of the Island Site to provide 494 co-living units (Use Class Sui Generis), 20 residential dwellings (Use Class C3(a)), community uses (Use Class E(d) and F2(b)), retail (Use Class E(a)), restaurants and cafes (Use Class E(b)) and offices (Use Class E(c)), new public realm with hard and soft landscaping, highways works, car parking, cycle parking, refuse and recycling storage, plant, external amenity space and associated works. Further detailed explanation of the proposal (not forming part of the formal description of development set out above): The proposal includes the erection of two mixed-use buildings following demolition of 17-27 Thomas Street and IBC Main Building; the refurbishment, Refurbishment and change of use of 2-4 Wellington Street, 6-10 Wellington Street, 12-14 Wellington Street, Thames Polytechnic: Arts and Science Building, Former Polytechnic Hall, 29 Thomas Street, IBC Central Building and refurbishment (and partial demolition) of the former workshops. To facilitate the following: 20 residential dwellings (Use Class C3(a)) 494 co-living units (Use Class sui generis) 3,294 sqm (GIA) of non-residential floorspace site wide · 1,100 sqm GIA of community uses (Use Class E(d) and F2(b)) · 1,414 sqm GIA of retail (Use Class E(a)) and restaurants and cafes (Use Class E(b)) · 780 sqm GIA of office floorspace (Use Class E(c)) Maximum building height of 35.12 metres Above Ordnance Datum (m AOD). The demolition works include 18-36 Wellington Street and 17-27 Thomas Street as well as the non-original rear Refurbishments to the Arts and Science building and the fourth workshop, and comprises a volume of 34,634 m3 (This application is an EIA development and is accompanied by an Environmental Statement) (The development may impact on the setting of the Grade II listed building on-site being the University of Greenwich, Woolwich Campus: Original Building, Gymnasium to Rear and Corner Entrance Range, as well as nearby Grade II* and Grade II listed buildings. In addition, the development may also impact the setting of the Woolwich Conservation Area) (The development includes demolition of unlisted buildings or structures in the Woolwich Conservation Area) | 2022-08-22 |  | Pending | Office, Retail & Residential | Yes | Heavy Refurbishment | 1880s | Grade II | 12544 | 28528 | 2508.8 | 127.4% | 18492.8 | No new basement | [5 empty] | 5 | 8 | 7 | 3 | 6 |  | Create |  |  |  | One Click LCA | Project 93 | 20% | 3
Jubilee House | London Legacy Development Corporation | E15 1AN | 21/00483/FUL | Planning Portal | Application made under the provisions of the Town and Country Planning Act 1990 (England and Wales) (as amended), accompanied by an ES under the Environmental Impact Assessment Regulations 2017 (as amended), seeking approval for the demolition for the demolition of Jubilee House (Class E - Office) and partial demolition of Broadway House (Class F1 - School) and erection of a building up to 36 storeys (plus basement, roof plant and partial mezzanine above ground floor) 32,760m2 (GIA) to provide student accommodation 23,900m2 (GIA) (Sui Generis) and a school 8,815m2 (GIA) (Class F1), with provision of a new eastern access ramp to the Jupp Road Bridge, public realm and associated hard and soft landscaping, car parking and servicing, cycle store, boundary treatments and other associated works. | 2021-10-13 | 2022-09-21 | Granted | Residential (inc. student accomodation) |  | Heavy Refurbishment |  | Not listed | 9586 | 32760 | 7570 | 241.7% | 30744 | [6 empty] | 6 | 39 | 38 | 33 |  |  | eb7 | Elliot Wood | DSA | Allford Hall Monaghan Morris | One Click LCA | Project 95 | 78.97% | 3
JVC Business Park | Brent | NW2 7AF | 22/1849 | Planning Portal | Full planning application for an Refurbishment to the existing data centre at the adjacent JVC House, alongside the re-configuration of the car parking layout, in association with its use as a data centre, subject to Deed of Agreement dated 6th December 2022 under Section 106 of Town and Country Planning Act, 1990. ¦ JVC Business Park, Priestley Way, London, NW2 | 2022-05-19 | 2022-12-07 | Granted | Data Centre | No | Heavy Refurbishment | 2000s | Not listed | 28470 | 47182 | 0 | 65.73% | 18712 | No new basement | [5 empty] | 4 | 4 | 4 | 0 | 4 |  | Hoare Lea |  |  | Scott Brownrigg | One Click LCA | Project 96 | 0% | 3
Kensington Centre, 66 Hammersmith Road | Hammersmith and Fulham | W14 8UD | 2023/00585/FUL | Planning Portal | Demolition of existing building and erection of 11-storey building (plus basement and plant roof) | 2023-03-03 |  |  | Office |  | New Build |  |  |  | 24441 |  |  | 24441 | [7 empty] | 12 | 11 |  |  |  | LCD |  |  |  |  | Project 97 | 100% | 1
King's Place (Land at Harper Street/Borough High Street) | Southwark | SE1 1JJ | 23/AP/0479 | Planning Portal | Demolition of existing buildings, part 5-11 storey building. | 2023-02-22 |  |  | Residential (inc. student accomodation) |  | New Build |  |  |  | 16036 |  |  | 16036 | [7 empty] | 11 | 11 |  |  |  | Scotch Partners |  |  |  |  | Project 98 | 100% | 1
Leconfield House | Westminster | W1J 5JB | 23/02111/FULL | Planning Portal | Excavation to provide one additional basement level; removal and replacement of facades at ground floor level and part first floor and alterations to the facades at first to fifth floor levels including replacement windows throughout; demolition of the sixth and seventh floor levels and replacement with new sixth and seventh floor levels with plant in an associated enclosure, creation of terraces at sixth and seventh floor level, a rear Refurbishment on the western side of the building from ground to seventh floor level and use of the building as either medical / spa / bars / restaurants / retail / office and fitness, or as office accommodation all within Class E. | 2023-03-29 |  | Pending | Office & Retail | No | Heavy Refurbishment | 1930s | Not listed | 8757 | 10148 | 1452 | 15.88% | 2843 | New and retained basement | [5 empty] | 9 | 10 | 8 | 1 | 8 |  | Elliott Wood | Elliot Wood | AECOM | EPR Architects | One Click LCA | Project 99 | 16.58% | 3
Liverpool Street Station | City of London | EC2M 7PY | 23/00453/FULEIA | Planning Portal | Partial demolition of Station including concourse, train sheds and entrances to Bishopsgate, Liverpool Street and Sun Street Passage. Demolition of 50 Liverpool Street. Construction and remodelling of station at basement, lower and upper concourses, new station roof, new entrances to Bishopsgate, Liverpool Street and Sun Street Passage, new lifts and escalators. Provision of units at basement, lower and upper concourse flrs for retail, café/restaurant, public house/bar. Remodelling of existing bus station and provision of a cycle hub on upper concourse. Andaz/Great Eastern Hotel:Alteration of existing building at basement, ground and upper flrs including insertion of new structure, creation of new west wall and removal and replacement of mansard roof. Change of use from hotel to office at part ground flr and across flrs 1-4; access to servicing area from vehicle lifts at flr 3; provision of units at basement and ground for retail, café/restaurant, and public house/bar; spaces for leisure and community uses; retail and café/restaurant at part of flr 5. Over Station Development:Erection of a new building above Liverpool Street Station and 40 Liverpool Street with maximum height of 108.6 metres AOD in height (excluding rooftop plant) comprising office use at flrs 5-13, and partly at flrs 14-15, with ancillary lobby and functions at flrs 3-4. New hotel at flrs 17-20 and partly within flrs 14-16, ancillary restaurant/bar at flr 15 and ancillary leisure facility at flr 16. New public amenity space at podium level comprising café/restaurant, retail, leisure; and partially at flr 16 comprising outdoor pool, leisure court and café/restaurant, alongside a publicly accessible roof garden. Provision of lifts, cycle parking, servicing, refuse, and plant. Public Realm:Refurbishment and Refurbishment of Hope Square and Bishopsgate Plaza. New pedestrian routes, including the pedestrianisation of Liverpool Street and new pedestrian footway to Exchange Square | 2023-05-02 |  | Pending |  | No | Heavy Refurbishment | 1880s | Grade II* | 40869 | 151394 | 22443 | 270.4% | 132968 | No new basement | [5 empty] | 10 | 24 | 22 | 14 | 0 |  | WSP | WSP | WSP | Herzog & de Meuron | One Click LCA | Project 100 | 54.91% | 3
Maclise Multi-Storey Car Park, Olympia | Hammersmith and Fulham | W14 8UX | 2021/04167/FUL | Planning Portal | All floors and internal structures (floor, ramps, princ. And sec. stair cores) demolished, elevation re-clad and re-glazed from ground to level 4, façade to retained structure replaced | 2021-12-29 |  |  | Hotel | Yes | Substructure and/or Façade Retained | 1930s | Grade II |  | 19655 |  |  | 19655 | New | Reinforced Concrete |  |  |  |  | 5 | 9 | 8 | 3 |  |  | McBains |  |  | SPPARC |  | Project 101 |  | 2
New City Court | Southwark | SE1 9RS | 21/AP/1361 | Planning Portal | New-build 26-storey buildings (plus mezzanine and 2 basement levels), restoration and refurb. of listed terrace (4-16 St Thomas Street), redevelopment of Keats House (reinstatement of façade) | 2021-04-21 | 2022-01-13 |  | Office & Retail |  | Heavy Refurbishment |  | Grade II |  | 55461 |  | 90% | 55461 | New and retained basement | Brickwork and timber |  |  |  |  | 5 | 28 | 26 | 0 | 28 |  | chapmanbdsp |  |  | Allford Hall Monaghan Morris |  | Project 102 | 90% | 3
Newcombe House | Kensington and Chelsea | W8 7LX | PP/23/03534 | Planning Portal | Newcombe House: 100% of tower foundations retained - vertical Refurbishment part 14-15 storey. 90% of steel frame and floor slabs retained. Kensington Church Street Building: erection of a new 6-storey building. Affordable block: 8-storey building. 43% floor slabs retained. 19% of the total proposed floor area GIA is demolished across the developments. | 2023-06-05 |  |  | Office | No | Heavy Refurbishment | 1950s | Not listed | 11400 | 26902 | 5942 | 136% | 21444 | New and retained basement | Reinforced Concrete |  | RC Cores / shear walls |  |  | 12 | 15 | 15 | 3 |  |  | HDR | AKT II | HDR | Squire and Partners | One Click LCA | Project 103 | 52.12% | 3
Plot H1 Elephant Park | Southwark | SE17 1GD | 21/AP/1819 | Planning Portal | Erection of 17-storey building with basement and rooftop plant. | 2021-05-24 |  |  | Office |  | New Build |  |  |  | 63598 |  |  | 63598 | [7 empty] | 18 | 17 |  |  |  | HDR |  |  |  |  | Project 105 | 100% | 1
Portland House | Westminster | SW1E 5DJ | 22/05428/FULL | Planning Portal | Two-storey Refurbishment including roof-level plant , creation of a setback rooftop Refurbishment, refurbishment of existing | 2022-08-04 | 2022-12-23 |  | Office | No | Light Refurbishment | 1960s | Not listed | 42501 | 46243 | 3280 | 8.804% | 3742 |  | Reinforced Concrete |  |  |  | Horizontal Refurbishment | 30 | 31 | 31 | 1 | 2 |  | Buro Happold |  |  |  |  | Project 106 | 7.717% | 4
Poultry Market And General Market And The Annexe Buildings West Smithfield | City of London | EC1A 9LH | 19/01343/FULEIA | Planning Portal | Part demolition, repair, refurbishment and Refurbishment of existing buildings (all levels including basements) | 2019-12-19 | 2022-11-22 |  | Office | Yes | Heavy Refurbishment | 1950s | Grade II | 15617 | 43037 | 5466 | 175.6% | 32886 | New and retained basement | Reinforced Concrete |  |  |  | Load balancing at foundations | 3 | 3 | 3 | 0 | 1 |  | Arup |  |  |  | One Click LCA | Project 108 | 35% | 3
Princes Court - 7 Prince's Street | City of London | EC2R 8AQ | 22/00158/FULMAJ | Planning Portal | Retention of superstructure RC frame and basement, 3 storeys of new light-weight structure added | 2022-02-28 | 2023-01-18 |  | Office & Retail |  | Light Refurbishment | 1970s | Not listed | 6318 | 7220 | 631.8 | 14.28% | 1533.8 | [6 empty] | 10 | 12 | 9 | 2 |  |  | Atelier Ten |  |  |  |  | Project 109 | 10% | 4
Red Lion Court 46-48 Park Street | Southwark | SE1 9EQ | 22/AP/1602 | Planning Portal | Basement retained and extended by an additional level, re-use as many piles are possible. New 11-storey building with 2 cores | 2022-05-06 |  |  | Office | Yes | Substructure and/or Façade Retained |  |  | 17335 | 32965 | 17335 | 90.16% | 32965 | [7 empty] | 11 | 11 |  |  |  | Arup |  |  |  |  | Project 110 | 100% | 2
Royal Mint Court - Embassy House | Tower Hamlets | EC3N 4QN | PA/21/01327/A1 | Planning Portal | The building’s steel frame, reinforced concrete slabs and concrete encasements to the steel are largely retained. Substructure enhancements through addition of miniature piles, increasing size of pile caps and localised recasting of the basement slab is reusing existing substructure. | 2021-06-11 | 2023-02-10 | Not granted | Office & Retail |  | Light Refurbishment |  |  |  | 30791 | [10 empty] | 7 | 6 |  |  |  | Cundall |  |  |  |  | Project 111 |  | 4
Royal Mint Court – Johnson Smirke Building | Tower Hamlets | EC3N 4QN | PA/21/01327/A1 | Planning Portal | refurbishment and restoration, grade II listed, New mechanical, electrical and public health services, enhanced insulation and secondary glazing. | 2021-06-11 | 2023-02-10 |  | Office & Retail |  | Retrofit |  |  |  | 5011 |  |  | 5011 | [6 empty] | 5 | 5 | 4 | 0 | 0 |  | Cundall |  |  |  |  | Project 112 |  | 5
Royal Mint Court - Seaman's Registry | Tower Hamlets | EC3N 4QN | PA/21/01327/A1 | Planning Portal | Retain the Grade-II listed façades, therefore only refurbished internally with enhanced insulation and secondary glazing. Only minimal refurbishment proposed, maximising retention of existing building fabric | 2021-06-11 | 2023-02-10 |  | Office & Retail |  | Retrofit |  |  |  | 8113 |  |  | 8113 | [6 empty] | 4 | 4 | 4 | 0 |  |  | Cundall |  |  |  |  | Project 113 |  | 5
Royal Mint Court – Cultural Exchange | Tower Hamlets | EC3N 4QN | PA/21/01327/A1 | Planning Portal | Majority of existing structure retained and repurposed, with localised demolition. | 2021-06-11 | 2023-02-10 | Not granted | Office & Retail |  | Light Refurbishment |  |  |  | 8238 | [9 empty] | 5 | 6 | 5 | 0 | 2 |  | Cundall |  |  |  |  | Project 114 |  | 4
Royal Street Plot C | Lambeth | SE1 7LL | 22/01206/EIAFUL | Planning Portal |  | 2022-04-21 |  |  | Office |  | New Build |  |  |  | 29022 |  |  | 29022 | [7 empty] | 15 | 15 |  |  |  | Arup |  |  |  |  | Project 115 | 100% | 1
Royal Street Plot D | Lambeth | SE1 7LL | 22/01206/EIAFUL | Planning Portal |  | 2022-04-21 |  |  | Office |  | New Build |  |  |  | 52380 |  |  | 52380 | [7 empty] | 15 | 14 |  |  |  | Arup |  |  |  |  | Project 116 | 100% | 1
Royal Street Plot E | Lambeth | SE1 7LL | 22/01206/EIAFUL | Planning Portal | Partial reuse & Refurbishment, existing basement retained under existing building, new Refurbishments (horizontal) to retained Beckett House structure | 2022-04-21 |  |  | Office |  | Substructure and/or Façade Retained |  |  |  | 40705 |  |  | 40705 | [7 empty] | 16 | 15 |  |  |  | Arup |  |  |  |  | Project 117 |  | 2
Salisbury Square - Commercial Building | City of London | EC4Y 8AP | 20/00907/FULEIA | Planning Portal | 150 year design life and heavy finishes | 2020-12-16 | 2021-07-30 |  | Office & Retail |  | New Build |  |  |  | 11357 |  |  | 11357 | [12 empty] | AECOM |  |  |  |  | Project 118 | 100% | 1
Salisbury Square - Court Building | City of London | EC4Y 8AP | 20/00907/FULEIA | Planning Portal | 150 year design life and heavy finishes | 2020-12-16 | 2021-07-30 |  | Office |  | New Build |  |  |  | 14556 |  |  | 14556 | [7 empty] | 12 | 7 |  |  |  | AECOM |  |  |  |  | Project 119 | 100% | 1
Shepherd's Bush Market | Hammersmith and Fulham | W12 8DF | 2023/01903/FUL | Planning Portal | Reconfigure site for public and vehicular access, new shops, new ground plus 8 storey building, new ground plus 5 storey building, works to facades of arches | 2023-04-26 |  |  | Office |  | New Build |  |  |  | 35823 |  |  | 35823 | [7 empty] | 8 | 8 |  |  |  | chapmanbdsp |  |  |  |  | Project 120 | 100% | 1
Solomons Passage | Southwark | SE15 3UH | 20/AP/3285 | Planning Portal | Block A: Erection of 7-storey building, Block B+C: Erection of 6-storey building, basement and ground floor slab retained, Block D: Erection of partly 2, partly 4-storey building. | 2020-12-07 | 2022-04-20 |  | Residential (inc. student accomodation) | No | Substructure and/or Façade Retained |  | Not listed | 9678 | 13728 | 7498 | 41.85% | 11548 | [7 empty] | 6 | 6 | 6 |  |  | Create |  |  |  |  | Project 121 | 77.47% | 2
South Kensington Underground Station | Kensington and Chelsea | SW7 2NB | PP/20/03216 | Planning Portal | Multiple buildings - reuse of street facing façade, retention of structure, some exisisting steel substructure elements reused. | 2020-06-11 | 2021-12-13 |  | Residential (inc. student accomodation) |  | Substructure and/or Façade Retained |  | Grade II* | 492 | 11905 | 492 | 2320% | 11905 | [12 empty] | Sweco |  |  |  |  | Project 122 | 100% | 2
South Molton Triangle 40-46 Brook Street | Westminster | W1K 5LF | 22/04610/FULL | Planning Portal | Part demolition, excavation (including beneath Davies Mews), erection of new buildings and alterations to existing buildings comprising: redevelopment of 60 Brook Street; redevelopment of 48, 50, 56 and 58 Brook Street and 16 Davies Mews behind retained Brook Street facades at; redevelopment behind retained and partially reconstructed facade at 52-54 Brook Street; refurbishment with alterations and addition of turret and gables at 40-46 Brook Street and 40 South Molton Lane; redevelopment behind retained Davies Mews and South Molton Lane elevations and front roof at 1-7 Davies Mews and 28-30 South Molton Lane; refurbishment and alterations at 50 Davies Street; refurbishment with alterations and partial demolition and redevelopment of upper floors at 52-54 Davies Street; redevelopment behind reconstructed and extended facade at 56 Davies Street (including the removal and reinstatement of certain building features), and Brookfield House (44-48 Davies Street and 62 and 64 Brook Street); part demolition of ground floor and refurbishment at 10 South Molton Street; refurbishment and alterations at 15-25, 27 and 42 South Molton Street; all to provide a development of up to 9 storeys including Class B1 (Business), Class A1 (Shops), Class A3 (Restaurant and Cafes), Class A4 (Drinking Establishment), composite use comprising public house and guest accommodation (sui generis), Class C3 (Dwellinghouses), Community Infrastructure and Facilities, and Class C1 (Hotel) uses, improvements to public realm and pedestrian routes, servicing, ancillary plant and storage, cycle parking and other associated works | 2022-07-08 | 2023-04-19 | Granted | Hotel | Yes | Retrofit |  | Grade II |  | 3140 |  |  | 3140 | No new basement | [5 empty] | 6 | 6 | 5 | 0 | 0 |  | Twin and Earth | AKT II | Hoare Lea | Hopkins Architects | One Click LCA | Project 123 |  | 5
South Molton Triangle North Block | Westminster | W1K 5LF | 22/04610/FULL | Planning Portal | Part demolition, excavation (including beneath Davies Mews), erection of new buildings and alterations to existing buildings comprising: redevelopment of 60 Brook Street; redevelopment of 48, 50, 56 and 58 Brook Street and 16 Davies Mews behind retained Brook Street facades at; redevelopment behind retained and partially reconstructed facade at 52-54 Brook Street; refurbishment with alterations and addition of turret and gables at 40-46 Brook Street and 40 South Molton Lane; redevelopment behind retained Davies Mews and South Molton Lane elevations and front roof at 1-7 Davies Mews and 28-30 South Molton Lane; refurbishment and alterations at 50 Davies Street; refurbishment with alterations and partial demolition and redevelopment of upper floors at 52-54 Davies Street; redevelopment behind reconstructed and extended facade at 56 Davies Street (including the removal and reinstatement of certain building features), and Brookfield House (44-48 Davies Street and 62 and 64 Brook Street); part demolition of ground floor and refurbishment at 10 South Molton Street; refurbishment and alterations at 15-25, 27 and 42 South Molton Street; all to provide a development of up to 9 storeys including Class B1 (Business), Class A1 (Shops), Class A3 (Restaurant and Cafes), Class A4 (Drinking Establishment), composite use comprising public house and guest accommodation (sui generis), Class C3 (Dwellinghouses), Community Infrastructure and Facilities, and Class C1 (Hotel) uses, improvements to public realm and pedestrian routes, servicing, ancillary plant and storage, cycle parking and other associated works | 2022-07-08 | 2023-04-19 | Granted | Office | No | Substructure and/or Façade Retained | 1950s | Grade II |  | 10681 |  |  | 10681 | New and retained basement | [6 empty] | 11 | 11 |  |  |  | Twin and Earth | AKT II | Hoare Lea | Hopkins Architects | One Click LCA | Project 124 |  | 2
South Molton Triangle Running Horse Pub | Westminster | W1K 5LF | 22/04610/FULL | Planning Portal | Part demolition, excavation (including beneath Davies Mews), erection of new buildings and alterations to existing buildings comprising: redevelopment of 60 Brook Street; redevelopment of 48, 50, 56 and 58 Brook Street and 16 Davies Mews behind retained Brook Street facades at; redevelopment behind retained and partially reconstructed facade at 52-54 Brook Street; refurbishment with alterations and addition of turret and gables at 40-46 Brook Street and 40 South Molton Lane; redevelopment behind retained Davies Mews and South Molton Lane elevations and front roof at 1-7 Davies Mews and 28-30 South Molton Lane; refurbishment and alterations at 50 Davies Street; refurbishment with alterations and partial demolition and redevelopment of upper floors at 52-54 Davies Street; redevelopment behind reconstructed and extended facade at 56 Davies Street (including the removal and reinstatement of certain building features), and Brookfield House (44-48 Davies Street and 62 and 64 Brook Street); part demolition of ground floor and refurbishment at 10 South Molton Street; refurbishment and alterations at 15-25, 27 and 42 South Molton Street; all to provide a development of up to 9 storeys including Class B1 (Business), Class A1 (Shops), Class A3 (Restaurant and Cafes), Class A4 (Drinking Establishment), composite use comprising public house and guest accommodation (sui generis), Class C3 (Dwellinghouses), Community Infrastructure and Facilities, and Class C1 (Hotel) uses, improvements to public realm and pedestrian routes, servicing, ancillary plant and storage, cycle parking and other associated works | 2022-07-08 | 2023-04-19 | Granted | Hotel | No | Light Refurbishment | 1840s | Grade II | 619 | 668 | 0 | 7.916% | 49 | New and retained basement | [5 empty] | 5 | 5 | 5 | 0 | 0 |  | Twin and Earth | AKT II | Hoare Lea | Hopkins Architects | One Click LCA | Project 125 | 0% | 4
South Molton Triangle SMS and Browns | Westminster | W1K 5LF | 22/04610/FULL | Planning Portal | Part demolition, excavation (including beneath Davies Mews), erection of new buildings and alterations to existing buildings comprising: redevelopment of 60 Brook Street; redevelopment of 48, 50, 56 and 58 Brook Street and 16 Davies Mews behind retained Brook Street facades at; redevelopment behind retained and partially reconstructed facade at 52-54 Brook Street; refurbishment with alterations and addition of turret and gables at 40-46 Brook Street and 40 South Molton Lane; redevelopment behind retained Davies Mews and South Molton Lane elevations and front roof at 1-7 Davies Mews and 28-30 South Molton Lane; refurbishment and alterations at 50 Davies Street; refurbishment with alterations and partial demolition and redevelopment of upper floors at 52-54 Davies Street; redevelopment behind reconstructed and extended facade at 56 Davies Street (including the removal and reinstatement of certain building features), and Brookfield House (44-48 Davies Street and 62 and 64 Brook Street); part demolition of ground floor and refurbishment at 10 South Molton Street; refurbishment and alterations at 15-25, 27 and 42 South Molton Street; all to provide a development of up to 9 storeys including Class B1 (Business), Class A1 (Shops), Class A3 (Restaurant and Cafes), Class A4 (Drinking Establishment), composite use comprising public house and guest accommodation (sui generis), Class C3 (Dwellinghouses), Community Infrastructure and Facilities, and Class C1 (Hotel) uses, improvements to public realm and pedestrian routes, servicing, ancillary plant and storage, cycle parking and other associated works | 2022-07-08 | 2023-04-19 | Granted | Commercial & Residential | Yes | Retrofit |  | Grade II |  | 4628 |  |  | 4628 | No new basement | [5 empty] | 6 | 6 | 5 | 0 | 0 |  | Twin and Earth | AKT II | Hoare Lea | Hopkins Architects | One Click LCA | Project 126 |  | 5
South Molton Triangle South Block | Westminster | W1K 5LF | 22/04610/FULL | Planning Portal | Part demolition, excavation (including beneath Davies Mews), erection of new buildings and alterations to existing buildings comprising: redevelopment of 60 Brook Street; redevelopment of 48, 50, 56 and 58 Brook Street and 16 Davies Mews behind retained Brook Street facades at; redevelopment behind retained and partially reconstructed facade at 52-54 Brook Street; refurbishment with alterations and addition of turret and gables at 40-46 Brook Street and 40 South Molton Lane; redevelopment behind retained Davies Mews and South Molton Lane elevations and front roof at 1-7 Davies Mews and 28-30 South Molton Lane; refurbishment and alterations at 50 Davies Street; refurbishment with alterations and partial demolition and redevelopment of upper floors at 52-54 Davies Street; redevelopment behind reconstructed and extended facade at 56 Davies Street (including the removal and reinstatement of certain building features), and Brookfield House (44-48 Davies Street and 62 and 64 Brook Street); part demolition of ground floor and refurbishment at 10 South Molton Street; refurbishment and alterations at 15-25, 27 and 42 South Molton Street; all to provide a development of up to 9 storeys including Class B1 (Business), Class A1 (Shops), Class A3 (Restaurant and Cafes), Class A4 (Drinking Establishment), composite use comprising public house and guest accommodation (sui generis), Class C3 (Dwellinghouses), Community Infrastructure and Facilities, and Class C1 (Hotel) uses, improvements to public realm and pedestrian routes, servicing, ancillary plant and storage, cycle parking and other associated works | 2022-07-08 | 2023-04-19 | Granted | Office | No | Substructure and/or Façade Retained | 1920s | Not listed |  | 13259 |  |  | 13259 | New and retained basement | [6 empty] | 11 | 11 |  |  |  | Twin and Earth | AKT II | Hoare Lea | Hopkins Architects | One Click LCA | Project 127 |  | 2
Suthring House, 216-220 Blackfriars Road | Southwark | SE1 9JU | 20/AP/3250 | Planning Portal | Part 22 and part15 storeys + 3 basement levels, | 2020-11-03 | 2022-07-20 |  | Commercial & Residential |  | New Build |  |  |  | 39612 |  |  | 39612 | [7 empty] | 25 | 22 |  |  |  | WSP |  |  |  |  | Project 129 | 100% | 1
Thavies Inn House - 3 - 4 Holborn Circus | City of London | EC1N 2HA | 21/00885/FULMAJ | Planning Portal |  | 2021-10-14 | 2022-12-02 |  | Office & Retail |  | New Build |  |  |  | 12102 |  |  | 12102 | [7 empty] | 10 | 1 |  |  |  | Sweco |  |  |  |  | Project 130 | 100% | 1
The London Television Centre | Lambeth | SE1 9LT | 21/02668/EIAFUL | Planning Portal | 14-storey tower connected by 6-storey podium, ground-level public realm | 2021-07-05 |  |  | Office |  | New Build |  |  |  | 93226 |  |  | 93226 | [7 empty] | 14 | 14 |  |  |  | Arup |  |  |  |  | Project 131 | 100% | 1
The Rex (Option 1) | Kingston | KT1 1QT | 21/02313/FUL | Planning Portal | Recladding and internal reconfiguration of existing building with Refurbishments (3 upper floors to Clarence Street and full height Refurbishments up to 9 storeys to the rear) to create 202 no. co-living units (sui generis) (in place of 64 no. student rooms (sui generis)) with retention of 4 no. ground floor commercial units (Class E), creation of new café (Class E) and co-working areas (Class E) at ground floor with internal and external residential amenity spaces, bike storage, refuse, disabled car parking, service yard and new basement plant room. | 2021-07-14 | 2022-08-02 | Granted | Commercial & Residential | No | Heavy Refurbishment |  |  | 3124 | 8822 | 1163 | 182.4% | 6861 | [6 empty] | 6 | 10 | 9 | 4 |  |  | HTA Architects |  | HTA Architects | HTA Architects | eTool LCD | Project 132 | 37.23% | 3
The Yard Theatre | LLDC | E9 5EN | 23/00283/FUL | Planning Portal | Partial demolition of buildings and the Refurbishment of existing Theatre (Use Class Sui Generis) for new two storey theatre auditorium, young artist (community spaces) and with associated access and servicing arrangements. | 2023-07-17 |  | Pending | Commercial & Residential | Yes | Heavy Refurbishment | 2010s | Not listed | 754 | 894 | 0 | 18.57% | 140 | No new basement | None | Steel |  | Bracing |  | 2 | 2 | 2 | 0 | 2 |  | Twin and Earth | Momentum | Ritchie and Daffin | Takero Shimazaki Architects | One Click LCA | Project 133 | 0% | 3
Victoria House | Greenwich | SE18 4LH | 23/2747/F | Planning Portal | Partial demolition of the existing building and addition of rear, third floor of accommodation, and basement Refurbishments with retention of the existing front façade, gable ends and part of the rear façade for a change of use from Sui Generis to provide a care home (Use Class C2), with parking, access, landscaping and other associated works Description for consultation purposes: Retention of the existing front façade and gable ends and partial demolition and three-storey Refurbishment of the rear façade of Victoria House (Locally Listed building), which will be partially over Metropolitan Open Land (MOL), in order to provide a 72 bedroom 3,900 sqm (GIA) Care Home with residential care for the elderly (Use Class C2), which is a change of use from Sui Generis, including associated basement Refurbishment, access, parking, lighting, landscaping and tree removal and planting around the site (This is a Departure from the Development Plan). (This development is within the Woolwich Common Conservation Area and may impact on the setting of the Grade II Listed Royal Herbert Military Hospital). | 2023-10-13 |  | Pending | Residential (inc. student accomodation) | Yes | Substructure and/or Façade Retained | 1900s | Local | 1604 | 3900 | 1604 | 143.1% | 3900 | New | [5 empty] | 3 | 4 | 3 | 1 |  |  | Hodkinson |  |  | Harris Irwin Associates | One Click LCA | Project 136 | 100% | 2
Vine Lane | Camden | WC1V 6PB | 2023/2510/P | Planning Portal |  | 2023-06-27 |  |  | Commercial & Residential |  | New Build |  |  | 0 | 2449 | 0 |  | 2449 | [7 empty] | 5 | 5 |  |  |  | Scotch Partners |  |  |  |  | Project 137 | 100% | 1
Warnford Court | City of London | EC2N 2AT | 23/00145/FULMAJ | Planning Portal | Demolition of the fourth and fifth floors, and construction of a part four-part five storey Refurbishment to create a seven storey building for office (Class E) use; creation of roof top plant and terrace space; alterations to the facades and creation of new entrances, provision of cycle parking and end of journey facilities and creation of external amenity terraces. ¦ Warnford Court 29 Throgmorton Street London EC2N 2AT | 2023-02-07 |  | Pending | Office | No | Heavy Refurbishment | 1880s | Not listed | 6795 | 9108 | 1881 | 34.04% | 4194 | New and retained basement | Masonry and steel | Reinforced Concrete | RC Cores / shear walls | RC Cores / shear walls | Capacity enhancement | 5 | 5 | 7 | 5 | 0 | None required | Arup | Heyne Tillet Steel | Arup | Carmody Groarke | One Click LCA | Project 138 | 27.68% | 3
Waterloo Hub Hotel development - 54 Kennington Road | Lambeth | SE1 7BJ | 21/02475/FUL | Planning Portal | Partial demolition of existing hotel, six and seven storey rear Refurbishments, and single storey roof Refurbishment to existing building and new 13 storey tower | 2021-06-21 | 2022-10-28 |  | Hotel | No | Heavy Refurbishment |  | Not listed | 5192 | 14125 |  | 172.1% | 8933 | [7 empty] | 13 | 13 | 1 | 13 |  | Elementa |  |  |  |  | Project 139 | 0% | 3
Note on N1: Grace Di Benedetto: Retained part of existing building
Note on Q1: Grace Di Benedetto: GIA total proposed building
Note on S1: Patrick Sullivan: Not relevant for new builds
Note on V1: Grace Di Benedetto: Existing retained
Note on Z1: Patrick Sullivan: Only for existing structure, not relevant for new build
Note on AA1: Grace Di Benedetto: Total storeys in the existing building (inc basements)
Note on AB1: Grace Di Benedetto: Total storeys in the proposed building (inc basements)
Note on AC1: Grace Di Benedetto: Superstructure storeys in the proposed
Note on O11: Patrick Sullivan: Daily Express building (retrofit) is Grade II* listed
Note on E77: Patrick Sullivan: Original application 20/AP/1537
Note on P84: Patrick Sullivan: Currently extending existing building to this GIA ref 20/1828
Note on Q84: Patrick Sullivan: Phase 2 value in WLCA is 18712
Note on N88: Patrick Sullivan: 40 Liverpool St
Note on O88: Patrick Sullivan: 40 Liverpool St
Note on S90: Grace Di Benedetto: Estimated value
Note on AM90: Grace Di Benedetto: Estimated value

## LCA A-C breakdown excl. B6-B7
Site name | Assessment Type | A-C carbon emissions per GIA excl. B6-B7 | Borough | Postcode | Planning reference number | Data source | Description | Submission date | Decision date | Final decision | Building typology | Change of use | Classification | Existing building construction date | Listed status | GIA existing | GIA new | GIA demolished | GIA % increase | GIA added new | Basement retention | Existing structural frame | New structural frame | Existing stability system | New stability system | Loading treatment | Existing storeys | New storeys | Above ground stories | Added stories (V) | Added stories (H) | Fire intervention | LCA author / Sustainability consultant | Structural engineer | MEP Engineer | Architect | LCA Software | Project Ref | %demolished | Class ref | Unique name
1 Appold Street | Assessment 1 - no decarbonisation | 644 | City of London | EC2M 2QT | 22/01200/FULMAJ | Planning Portal | Partial demolition of existing building. Retention and Refurbishment of existing structure - provide 14-storey. Retention of existing gym and swimming pool at basement level | 2022-12-12 |  | Pending | Office | Yes | Heavy Refurbishment | 1980s | Not listed | 28992 | 51869 | 12718 | 78.91% | 35595 | No new basement | Steel | Steel |  |  |  | 10 | 16 | 14 | 6 |  |  | Hilson Moran | AKT II | MTT | Piercy & Company | One Click LCA | Project 1 | 43.87% | 3 | 1 Appold StreetAssessment 1 - no decarbonisation
1 Exchange Square London | Assessment 1 - no decarbonisation | 978 | City of London | EC2A 2JN | 21/00930/FULMAJ | Planning Portal | art demolition of the site for the refurbishment and Refurbishment to the existing facade facing onto Exchange square and upper levels; External alterations and improvements to facades facing onto Bishopsgate and at ground floor including new main entrance and new retail frontages; public realm improvements fronting Bishopsgate including new steps, seating and accessibility improvements; Increased height and widening of Exchange Arcade; creation of a new outdoor retail pavilion terrace to level 1; creation of west Refurbishment terraces; creation of wing Refurbishment terraces; provision of external terraces for occupants at levels 4, 8, 9, 10, 11, 12 and roof terrace on level 13; provision of cycle storage and other works incidental to the development (9,920 sq.m). | 2021-10-27 | 2023-06-14 | Granted | Office & Retail | No | Heavy Refurbishment | 1990s | Not listed | 49262 | 58903 | 0 | 19.57% | 9641 | No new basement | [5 empty] | 15 | 15 | 14 |  |  |  | Sweco | Heyne Tillet Steel | Sweco | Fletcher Priest Architects | One Click LCA | Project 2 | 0% | 3 | 1 Exchange Square LondonAssessment 1 - no decarbonisation
1 Museum Street | Assessment 1 - no decarbonisation | 1224 | Camden | WC1A 1JR | 2023/2510/P | Planning Portal | Redevelopment of Selkirk House, 166 High Holborn and 1 Museum Street following the substantial demolition of the existing NCP car park and former Travelodge Hotel to provide a mixed-use scheme, providing office, residential, and town centre uses at ground floor level. Works of part-demolition and refurbishment to 10-12 Museum Street, 35-41 New Oxford Street, and 16A-18 West Central Street to provide further town centre ground floor uses and residential floorspace, including affordable housing provision. Provision of new public realm including a new pedestrian route through the site to link West Central Street with High Holborn. Relocation of cycle hire docking stations on High Holborn. | 2023-06-27 |  | Pending | Office & Retail | Yes | New Build | 1960s | Not listed | 18841 | 24791 | 18841 | 31.58% | 24791 | New and retained basement | Reinforced Concrete | Reinforced Concrete |  |  |  | 17 | 19 | 17 | 2 |  |  | Scotch Partners | Heyne Tillet Steel | Scotch Partners | DSDHA | One Click LCA | Project 4 | 100% | 1 | 1 Museum StreetAssessment 1 - no decarbonisation
1 Southwark Bridge Road | Assessment 1 - no decarbonisation | 535 | Southwark | EC4R 1QS | 21/AP/0599 | Planning Portal | Exising building enhanced and re-clad. Façade and roof coverings replaced, additional storey at roof level, infill Refurbishments | 2021-02-22 | 2022-07-13 | Granted | Office | No | Light Refurbishment | 1980s | Not listed | 18636 | 21363 | 0 | 14.63% | 2727 | No new basement | Reinforced Concrete |  |  |  |  | 7 | 8 | 8 | 1 |  |  | Hurley Palmer Flatt | Webb Yates | Hurley Palmer Flatt | BDG architecture + design | One Click LCA | Project 5 | 0% | 4 | 1 Southwark Bridge RoadAssessment 1 - no decarbonisation
100 And 108 Fetter Lane | Assessment 1 - no decarbonisation | 991 | City of London | EC4A 1ES | 21/00534/FULMAJ | Planning Portal | Demolition of 100 Fetter Lane and construction of a new building for office use (Class E) and a flexible commercial unit (Class E(a)(b)(c)(d)), comprising a basement level, ground, mezzanine and 12 upper storeys plus roof plant level, creation of a new pedestrian route and pocket square at ground level, ancillary cycle parking, servicing, plant and enabling works. | 2021-06-18 | 2021-09-29 | Granted | Office | No | New Build | 1950s | Not listed | 6392 | 13553 | 6392 | 112% | 13553 | New | Steel | Reinforced Concrete |  |  |  | 9 | 14 | 13 | 5 |  |  | Waterman Group | Waterman Group | Waterman Group | Fletcher Priest Architects | One Click LCA | Project 8 | 100% | 1 | 100 And 108 Fetter LaneAssessment 1 - no decarbonisation
100 Grays Inn Road | Assessment 1 - no decarbonisation | 993 | Camden | WC1X 8AL | 2022/4259/P | Planning Portal | Demolition of 100 Gray’s Inn Road and 127 Clerkenwell Road and the erection of a mixed-use office led (Class E) development comprising a basement, ground plus eight storey building for flexible retail / restaurant / office uses at ground floor and basement (Class E), basement excavation, provision of roof terraces, external plant equipment and enclosures, servicing bay, waste storage, cycle parking, public realm works; partial demolition and Refurbishment of 88 Gray’s Inn Road for use of the upper floors for housing (Class C3) and ground floor as offices (Class E) with associated external alterations and associated works. | 2022-10-11 |  | Pending | Office & Retail | Yes | Substructure and/or Façade Retained | 1960s | Not listed | 7893 | 12747 | 7893 | 61.5% | 12747 | No new basement | Reinforced Concrete | Timber |  |  |  | 9 | 12 | 11 | 3 |  |  | Max Fordham | Heyne Tillet Steel | Max Fordham | Piercy & Company | One Click LCA | Project 9 | 100% | 2 | 100 Grays Inn RoadAssessment 1 - no decarbonisation
101 Whitechapel High Street | Assessment 1 - no decarbonisation | 1423 | Tower Hamlets | E1 7RA | PA/20/02726/R | Planning Portal | Demolition of 101 Whitechapel High Street, 2 ? 6 Commercial Street and the western annex of the Canon Barnett Primary School; partial demolition and partial retention of 102 - 105 Whitechapel High Street (with internal alterations); and redevelopment to provide a building ranging from ground plus 4-14 storeys, comprising office and retail (Class E); relocation and expansion of the existing school playground; associated cycle parking, hard and soft landscaping another associated works. | 2021-01-12 | 2022-02-22 | Not granted | Office | Yes | Heavy Refurbishment | 1900s | Not listed | 7366 | 40772 | 4693 | 453.5% | 38099 | New | [5 empty] | 5 | 18 | 15 | 13 |  |  | Buro Happold | Buro Happold | Buro Happold | Foster + Partners | One Click LCA | Project 11 | 63.71% | 3 | 101 Whitechapel High StreetAssessment 1 - no decarbonisation
115 - 123 Houndsditch | Assessment 1 - no decarbonisation | 635 | City of London | EC3A 7BR | 21/00622/FULEIA | Planning Portal | Demolition of existing buildings and construction of a new building comprising four basement levels (plus one basement mezzanine), ground floor plus 23 upper storeys, including office use (Class E), flexible retail / cafe use (Class E); community space (Sui Generis), ancillary basement cycle parking, servicing and plant; new public realm and highway works; and other works associated with the development. ¦ 115 - 123 Houndsditch London EC3A 7BU | 2021-07-19 | 2022-02-01 | Granted | Office & Retail | No | New Build | 1980s | Not listed | 14326 | 66881 | 14326 | 366.9% | 66881 | New | [5 empty] | 7 | 28 | 24 | 22 |  |  | Atelier Ten | AKT II | Norman, Disney & Young | Allford Hall Monaghan Morris | One Click LCA | Project 12 | 100% | 1 | 115 - 123 HoundsditchAssessment 1 - no decarbonisation
120 Fleet Street | Assessment 1 - no decarbonisation | 753 | City of London | EC4A 2BE | 21/00538/FULEIA | Planning Portal | Demolition of existing River Court building, part demolition of basement and foundations, erection of new building with 2 basement levels and ground floor plus 20-storeys. Change of use of Daily Express Building alterations/refurbishment to listed building. | 2021-10-26 | 2021-10-26 |  | Office | Yes | Heavy Refurbishment | 1930s | Grade II* | 58818 | 74065.1667 | 54427.1667 | 25.92% | 69674.3333 | New and retained basement | Reinforced Concrete | Steel |  |  | Minimal intervention | 7 | 23 | 21 | 1 | 21 |  | chapmanbdsp | AKT II | chapmanbdsp | Bjarke Ingels Group | One Click LCA | Project 13 | 92.53% | 3 | 120 Fleet StreetAssessment 1 - no decarbonisation
14-21 Holborn Viaduct | Assessment 1 - no decarbonisation | 841 | City of London | EC1A 2DE | 21/00755/FULMAJ | Planning Portal | Demolition of existing buildings at 14-21 Holborn Viaduct, 34-35 and 32-33A Farringdon Street, and construction of a new building arranged over 2 basement levels, ground and 10 upper floors to Holborn Viaduct and 12 upper floors to Farringdon Street to provide a new Commercial, Business and Service (Class E) building; new publicly accessible lift to provide step-free access between Holborn Viaduct and Farringdon Street; hard and soft landscaping works and other works incidental to the development. | 2021-09-03 | 2022-02-07 | Granted | Office & Retail | No | Substructure and/or Façade Retained | 1920s | Not listed | 16944 | 35948 |  | 112.2% | 19004 | [6 empty] | 11 | 15 | 13 | 4 |  |  | Hilson Moran | Heyne Tillet Steel | Hilson Moran | PLP Architecture | eTool LCD | Project 14 | 0% | 2 | 14-21 Holborn ViaductAssessment 1 - no decarbonisation
1-5 Lower Marsh | Assessment 1 - no decarbonisation | 1093 | Lambeth | SE1 7NT | 23/00357/FUL | Planning Portal | 2 storeys added supported by existing structure's 4th floor slab, small area of 5th floor slab demolished and replaced, small ground floor Refurbishment, façade alterations | 2023-02-02 |  | Pending | Office | No | Heavy Refurbishment | 1990s | Not listed | 4927 | 6294 | 132 | 27.75% | 1499 | No new basement | Reinforced Concrete |  | RC Cores / shear walls |  |  | 6 | 8 | 7 | 2 |  |  | Sweco | Davis Maguire | Sweco | Fathom | One Click LCA | Project 15 | 2.679% | 3 | 1-5 Lower Marsh Assessment 1 - no decarbonisation
15 Minories, 57-60 & 62 Aldgate High Street And 1 Little Somerset Street | Assessment 1 - no decarbonisation | 1217 | City of London | EC3N 1BJ | 16/00406/FULMAJ | Planning Portal | Demolition of existing buildings and erection of a mixed use building with 3 basement levels | 2016-04-15 |  | Pending | Office | No | New Build | 1970s | Not listed | 20231 | 32613 | 20231 | 61.2% | 32613 | New | [6 empty] | 14 | 13 |  |  |  | Hoare Lea | WSP | Hoare Lea | ACME | One Click LCA | Project 16 | 100% | 1 | 15 Minories, 57-60 & 62 Aldgate High Street And 1 Little Somerset StreetAssessment 1 - no decarbonisation
15-17 Eldon Street | Assessment 1 - no decarbonisation | 868 | City of London | EC2M 7LD | 21/00282/FULMAJ | Planning Portal | Demolition of 5th floor level and Eldon Street facade. Refurbishment and refurbishment of the existing Class E use building to provide a replacement 5th floor level, additional 6th, 7th and 8th floor levels and new facade to Eldon Street. I | 2021-04-09 | 2023-02-14 | Granted | Office | No | Heavy Refurbishment | 1980s | Not listed | 4161 | 5890 | 1009 | 41.55% | 2738 | No new basement | Reinforced Concrete | Steel | RC Cores / shear walls | RC Cores / shear walls | Load balancing at all levels | 7 | 11 | 9 | 4 |  |  | Verte | Frankham Consultancy Group | Butler and Young Associates | Gort Scott |  | Project 17 | 24.25% | 3 | 15-17 Eldon StreetAssessment 1 - no decarbonisation
166 High Holborn | Assessment 1 - no decarbonisation | 1274 | Camden | WC1V 6PB | 2023/2510/P | Planning Portal | Redevelopment of Selkirk House, 166 High Holborn and 1 Museum Street following the substantial demolition of the existing NCP car park and former Travelodge Hotel to provide a mixed-use scheme, providing office, residential, and town centre uses at ground floor level. Works of part-demolition and refurbishment to 10-12 Museum Street, 35-41 New Oxford Street, and 16A-18 West Central Street to provide further town centre ground floor uses and residential floorspace, including affordable housing provision. Provision of new public realm including a new pedestrian route through the site to link West Central Street with High Holborn. Relocation of cycle hire docking stations on High Holborn. | 2023-06-27 |  | Pending | Commercial & Residential |  | New Build |  |  | 0 | 493 | 0 |  | 493 | [7 empty] | 6 | 6 |  |  |  | Scotch Partners | Arup |  |  |  | Project 18 | 100% | 1 | 166 High HolbornAssessment 1 - no decarbonisation
16A-18 West Central Street | Assessment 1 - no decarbonisation | 968 | Camden | WC1A 1JJ | 2023/2510/P | Planning Portal | Demolition of the existing building to leave just the basement walls and slab (existing retaining walls to be temporary propped prior to demolishing the ground floor); and Provide a new build concrete framed residential block with commercial at ground floor and plant space within the existing basement. | 2023-06-27 |  | Pending | Residential (inc. student accomodation) | Yes | Substructure and/or Façade Retained | 1900s | Not listed | 2712 | 3247 | 1718 | 19.73% | 2253 | No new basement | Brickwork and timber | Reinforced Concrete | None |  |  | 3 | 6 | 6 | 3 |  |  | Scotch Partners | Heyne Tillet Steel | Scotch Partners | DSDHA |  | Project 19 | 63.35% | 2 | 16A-18 West Central StreetAssessment 1 - no decarbonisation
175 Bishopsgate/Exchange Square | Assessment 1 - no decarbonisation | 978 | City of London | EC2M 3WA | 21/00930/FULMAJ | Planning Portal | Part demolition, Refurbishment to existing façade facing onto square and upper levels. Increase height and widen Arcade. Creation of Refurbishment terraces | 2022-04-04 | 2023-06-14 | Granted | Office & Retail | No | Light Refurbishment | 1980s | Not listed | 55000 | 58903 | 5500 | 7.096% | 9403 | No new basement | Reinforced Concrete | Steel |  |  | Minimal intervention | 12 | 12 | 12 |  |  |  | Sweco |  |  | Fletcher Priest Architects |  | Project 20 | 10% | 4 | 175 Bishopsgate/Exchange SquareAssessment 1 - no decarbonisation
18 Blackfriars Road - Office Building | Assessment 1 - no decarbonisation | 1182 | Southwark | SE1 9JU | 23/AP/1854 | Planning Portal | 45-storey building above podium. Improvements to existing public house | 2023-07-05 |  |  | Office |  | New Build |  |  |  | 116381 |  |  | 116381 | [7 empty] | 48 | 48 |  |  |  | Arup |  |  |  |  | Project 21 | 100% | 1 | 18 Blackfriars Road - Office BuildingAssessment 1 - no decarbonisation
18 Blackfriars Road - Paris Building | Assessment 1 - no decarbonisation | 1399 | Southwark | SE1 9JU | 23/AP/1854 | Planning Portal | 22 storey building above podium comprising of affordable residential accommodation. |  |  |  | Residential (inc. student accomodation) |  | New Build |  |  |  | 19384 |  |  | 19384 | [7 empty] | 25 | 25 |  |  |  | Arup |  |  |  |  | Project 22 | 100% | 1 | 18 Blackfriars Road - Paris BuildingAssessment 1 - no decarbonisation
18 Blackfriars Road - Stamford Building | Assessment 1 - no decarbonisation | 1464 | Southwark | SE1 9JU | 23/AP/1854 | Planning Portal | Erection of ground plus 3-storey podium (retail, leisure), 2 basement levels. 2 residential buildings of 22 and 40 storeys above podium. | 2023-07-04 |  |  | Residential (inc. student accomodation) |  | New Build |  |  |  | 39578 |  |  | 39578 | [7 empty] | 42 | 40 |  |  |  | Arup |  |  |  |  | Project 23 | 100% | 1 | 18 Blackfriars Road - Stamford BuildingAssessment 1 - no decarbonisation
181 Talgarth Road | Assessment 1 - no decarbonisation | 623 | Hammersmith and Fulham | W6 8DN | 2021/03561/FUL | Planning Portal | Currently clear site, erection of two buildings | 2021-11-04 | 2022-08-11 |  | Residential (inc. student accomodation) |  | New Build |  |  |  | 16943 |  |  | 16943 | [7 empty] | 16 | 16 |  |  |  | Stroma |  |  |  |  | Project 24 | 100% | 1 | 181 Talgarth RoadAssessment 1 - no decarbonisation
18-20 Savile Row | Assessment 1 - no decarbonisation | 1288 | Westminster | W1S 3PW | 22/03276/FULL | Planning Portal | Demolition of all existing buildings, excavation to deepen existing basement, and redevelopment to provide an eight storey building plus one storey basement comprising flexible retail (Class E(a)) and/or restaurant (Class E(b)) floorspace and tailoring floorspace (Class E(a), Class E(g)(ii) & Class E(g)(iii)) at part ground floor; and office floorspace (Class E(g)(i)) at part ground and on all upper floors; external terraces and associated hard and soft landscaping; cycle parking; replacement of commemorative plaque and other associated works. ¦ Development Site At 18 - 20 Savile Row London | 2022-05-16 | 2024-03-02 | Not granted | Office & Retail | No | New Build | 1950s | Not listed | 7684 | 8724 | 7684 | 13.53% | 8724 | New and retained basement | Reinforced Concrete | Steel | RC Cores / shear walls | RC Cores / shear walls |  | 9 | 9 | 8 | 8 |  |  | Norman, Disney & Young | Elliot Wood | Norman, Disney & Young | Fathom | One Click LCA |  | 100% | 1 | 18-20 Savile RowAssessment 1 - no decarbonisation
19-35 Baker Street | Assessment 1 - no decarbonisation | 1095 | Westminster | W1U 6DD | 16/11376/FULL | Planning Portal | Demolition of the existing buildings at 19-35 Baker Street, 88-110 George Street, 69-71 Blandford Street and redevelopment to create a mixed use scheme providing offices (Class B1), retail (Class A1 and flexible Class A1/A3 units) and up to 51 residential units (Class C3) within a new ground plus nine storey building (and an enclosed plant area) on Baker Street; a new stepped ground plus four to ground plus six storey building on George Street; refurbishment, Refurbishment and the change of use of the first floor from office to residential at 30 Gloucester Place; creation of a single storey basement level linking the Baker Street and George Street buildings to provide car and cycle parking, refuse and servicing; creation of a new central, publically accessible courtyard; removal of 5 trees and replacement trees across the site, a new publically accessible route at ground level connecting Baker Street and Gloucester Place; associated plant, landscaping, replacement pavements in part and other associated works. (Linked application 16/11377/LBC) (Revised scheme i. Stepping back at level 8 and above to Baker Street building. ii. Details of buidling line of Baker Street building. iii. Details of servicing arrangements. iv. Details of distribution of Class A1 and A3 uses within the scheme) | 2016-11-29 | 2019-03-27 | Granted | Office, Retail & Residential |  | New Build | 1970s |  | 20087 | 49561 |  | 146.7% | 29474 | New | [6 empty] | 10 | 9 |  |  |  | Arup | AKT II | Arup | Hopkins Architects |  | Project 25 | 100% | 1 | 19-35 Baker StreetAssessment 1 - no decarbonisation
19-35 Sylvan Grove | Assessment 1 - no decarbonisation | 1054 | Southwark | SE15 1PD | 23/AP/0582 | Planning Portal | 2 buildings of up to 7 storeys and 34 storeys. Partial demolition, erection of new mixed-use building. | 2023-03-02 |  | Pending | Residential (inc. student accomodation) |  | Heavy Refurbishment | 1920s | Not listed | 2154 | 27476 | 1720 | 1176% | 27042 | New | Masonry and steel | Reinforced Concrete | Moment frame | Cores and bracing | Load balancing at all levels | 2 | 36 | 35 |  | 36 |  | Introba | Civic Engineers |  | TP Bennett |  | Project 26 | 79.85% | 3 | 19-35 Sylvan GroveAssessment 1 - no decarbonisation
2 Trafalgar Way | Assessment 1 - no decarbonisation |  | Tower Hamlets | E14 5SP | 20/01402/A2 | Planning Portal | Redevelopment of the site to provide a new mixed use building including student accommodation units and associated uses | 2020-07-02 | 2022-06-30 |  | Residential (inc. student accomodation) |  | New Build | [6 empty] | 0 | [7 empty] | 48 | 46 | [8 empty] | Project 29 | 100% | 1 | 2 Trafalgar WayAssessment 1 - no decarbonisation
20 Giltspur Street | Assessment 1 - no decarbonisation | 797 | City of London | EC1A 9DD | 22/00867/FULMAJ | Planning Portal | Alteration and Refurbishment of existing building. Infill Refurbishments at upper levels (uppermost floor extended to area of lower floors) . Altered and additional entrances. Altered plant enclosure. Façade alterations. | 2022-09-12 | 2022-12-12 |  | Office | No | Heavy Refurbishment | 2000s | Not listed | 8734 | 11184 | 2023.6 | 28.05% | 4473.6 | No new basement | Steel | Steel | RC Cores / shear walls | RC Cores / shear walls | Load balancing at all levels | 7 | 6 | 6 |  |  | None required | Norman Disney & Young | Elliot Wood | Norman, Disney & Young | Buckley Gray Yeoman |  | Project 30 | 23.17% | 3 | 20 Giltspur StreetAssessment 1 - no decarbonisation
216-220 Blackfriars Road | Assessment 1 - no decarbonisation | 671 | Southwark | SE1 9JU | 20/AP/3250 | Planning Portal | Part 22 and part15 storeys + 3 basement levels, | 2020-11-03 | 2022-07-20 |  | Commercial & Residential |  | New Build |  |  |  | 40097 |  |  | 40097 | [7 empty] | 25 | 22 |  |  |  | WSP |  |  |  |  | Project 31 | 100% | 1 | 216-220 Blackfriars RoadAssessment 1 - no decarbonisation
2-3 Finsbury Avenue | Assessment 1 - no decarbonisation |  | City of London | EC2M 2PA | 20/00869/FULEIA | Planning Portal | Demolition of existing buildings and new building with 3 basement levels and ground plus 37 storeys. | 2020-11-04 | 2021-08-19 |  | Office |  | New Build |  |  |  | 105733 |  |  | 105733 | [7 empty] | 40 | 37 |  |  |  | Atelier Ten |  |  |  |  | Project 32 | 100% | 1 | 2-3 Finsbury AvenueAssessment 1 - no decarbonisation
25 Mandela Way | Assessment 1 - no decarbonisation | 973 | Southwark | SE1 5SZ | 23/AP/0950 | Planning Portal | Up to 4-storey building. | 2023-04-04 |  |  | Industrial |  | New Build |  |  |  | 15118 |  |  | 15118 | [7 empty] | 4 | 4 |  |  |  | ADW Development |  |  |  |  | Project 33 | 100% | 1 | 25 Mandela WayAssessment 1 - no decarbonisation
257-283 Ilderton Road | Assessment 1 - no decarbonisation | 888 | Southwark | SE15 1EZ | 23/AP/1317 | Planning Portal | 30-storey accommodation block and 10-storey storage facility.Plants on roof | 2023-05-09 |  |  | Residential (inc. student accomodation) |  | New Build |  |  |  | 29541 |  |  | 29541 | [7 empty] | 30 | 30 |  |  |  | Atelier Ten |  |  |  |  | Project 34 | 100% | 1 | 257-283 Ilderton RoadAssessment 1 - no decarbonisation
26 To 46 Lisson Grove | Assessment 1 - no decarbonisation | 1347 | Westminster | NW1 6TT | 22/05145/FULL | Planning Portal | Reuse part of existing basement | 2022-07-28 | 2023-01-06 |  | Office & Retail | No | Substructure and/or Façade Retained | 1960s | Not listed | 6192 | 10624 | 4404 | 71.58% | 8836 | No new basement | [5 empty] | 5 | 8 | 7 | 3 |  |  | Sweco |  |  |  |  | Project 35 | 71.12% | 2 | 26 To 46 Lisson GroveAssessment 1 - no decarbonisation
302-312 Stratford High Street | Assessment 1 - no decarbonisation | 856 | London Legacy Development Corporation | E15 1AJ | 22/00098/FUL | Planning Portal | Demolition of existing buildings and redevelopment of the site to provide a part 12, part 25 storey building (plus 2 basement levels) for a mixed-use development comprising 465 student accommodation rooms (Sui Generis), 786sqm workspace (Class E), a new public house consisting of 141sqm (Sui Generis) with hard and soft landscaping, public realm improvements including enhancements to the Channelsea River, a new vehicular access, parking and associated works. This application is accompanied by an Environmental Statement (ES) (dated February 2022) submitted pursuant to the Town and Country Planning (Environmental Impact Assessment) Regulations (2017), as amended | 2022-03-16 | 2023-05-22 | Granted | Commercial & Residential | No | New Build | 1930s | Not listed | 1337 | 16203 | 1337 | 1112% | 16203 | New | [5 empty] | 3 | 27 | 25 | 27 |  |  | Elementa | Meinhardt | Meinhardt | Henley Halebrown | One Click LCA | Project 36 | 100% | 1 | 302-312 Stratford High StreetAssessment 1 - no decarbonisation
330 Grays Inn Road | Assessment 1 - no decarbonisation | 1229 | Camden | WC1X 8DA | 2023/0904/P | Planning Portal | Retention of an existing building with a two storey Refurbishment, and demolition of all other buildings | 2023-03-03 |  | Pending | Office, Retail & Residential | Yes | Heavy Refurbishment | 1870s | Not listed | 12811 | 35681 | 12097.38 | 178.5% | 34967.38 | New and retained basement | Masonry and steel | Reinforced Concrete | RC Cores / shear walls | RC Cores / shear walls | Load balancing at foundations | 3 | 2 | 5 | 2 | 15 |  | XCO2 | WSP |  | Allford Hall Monaghan Morris | One Click LCA | Project 37 | 94.43% | 3 | 330 Grays Inn Road Assessment 1 - no decarbonisation
334-348 Oxford Street | Assessment 1 - no decarbonisation | 974 | Westminster | W1C 1JG | 21/05110/FULL | Planning Portal | Alterations and Refurbishments to, and partial demolition of, existing building to provide partly extended and refurbished, and partly new, building comprising deepened basement, ground, and nine upper floors | 2021-07-26 | 2022-03-01 | Granted | Office & Retail | No | Heavy Refurbishment | 1970s | Not listed | 33632 | 43040 | 0 | 27.97% | 9408 | New and retained basement | [5 empty] | 8 | 11 | 10 | 3 |  |  | Atelier Ten | AKT II | Atelier Ten | Allford Hall Monaghan Morris | One Click LCA | Project 38 | 0% | 3 | 334-348 Oxford StreetAssessment 1 - no decarbonisation
38-42 Southwark Bridge Road | Assessment 1 - no decarbonisation | 1286 | Southwark | SE1 9EJ | 22/AP/4006 | Planning Portal |  | 2022-11-23 |  |  | Office |  | New Build |  |  |  | 16870 |  |  | 16870 | [7 empty] | 7 | 7 |  |  |  | Arup |  |  |  |  | Project 39 | 100% | 1 | 38-42 Southwark Bridge RoadAssessment 1 - no decarbonisation
38-70 Baker Street | Assessment 1 - no decarbonisation | 849 | Westminster | W1U 7BT | 22/08200/FULL | Planning Portal | Reuse of existing basement | 2022-12-01 |  |  | Commercial & Residential | No | Substructure and/or Façade Retained | 1950s | Not listed | 19618 | 33223 | 19618 | 69.35% | 33223 | No new basement | [5 empty] | 7 | 10 | 9 | 3 |  |  | Buro Happold |  |  |  |  | Project 40 | 100% | 2 | 38-70 Baker StreetAssessment 1 - no decarbonisation
45 Hornsey Road | Assessment 1 - no decarbonisation | 895 | Islington | N7 7DD | P2022/1943/FUL | Planning Portal | Demolition of existing building and structure and erection of 12-storey building and refurb. of railway arches | 2022-05-25 | 2023-07-18 |  | Residential (inc. student accomodation) |  | New Build |  |  |  | 9983 |  |  | 9983 | [7 empty] | 12 | 12 |  |  |  | Energist |  |  |  |  | Project 41 | 100% | 1 | 45 Hornsey RoadAssessment 1 - no decarbonisation
458 Oxford Street | Assessment 1 - no decarbonisation | 789 | Westminster | W1C 1AP | 21/04502/FULL | Planning Portal |  | 2021-07-02 | 2022-03-07 |  | Office |  | New Build |  |  |  | 60777 |  |  | 60777 | [7 empty] | 11 | 9 |  |  |  | Arup | Arup | Arup | Pilbrow & Partners | One Click LCA | Project 42 | 100% | 1 | 458 Oxford StreetAssessment 1 - no decarbonisation
47-50 Mark Lane | Assessment 1 - no decarbonisation | 1071 | City of London | EC3R 7QQ | 22/01245/FULMAJ | Planning Portal | Demolition of existing buildings and structures, retention of existing basement, construction of new ground plus 11-storey building with plant above. | 2022-12-21 | 2023-03-22 |  | Office | No | Substructure and/or Façade Retained | 1960s | Not listed | 16523 | 30218 | 16523 | 82.88% | 30218 | No new basement | [6 empty] | 11 | 11 | 11 |  |  | GXN Innovation | AKT II | Atelier Ten | Orms Designers and Architects | One Click LCA | Project 43 | 100% | 2 | 47-50 Mark LaneAssessment 1 - no decarbonisation
55 Gracechurch Street | Assessment 1 - no decarbonisation | 1093 | City of London | EC3V 0EE | 20/00671/FULEIA | Planning Portal | Demolition of existing buildings. New building with basement levels and ground floor plus 29 storeys. | 2020-08-24 | 2021-01-26 |  | Office |  | New Build |  |  |  | 33202 |  |  | 33202 | [7 empty] | 32 | 29 |  |  |  | TFT |  |  |  |  | Project 47 | 100% | 1 | 55 Gracechurch StreetAssessment 1 - no decarbonisation
61 - 65 Holborn Viaduct London EC1A 2FD | Assessment 1 - no decarbonisation | 1208 | City of London | EC1A 2DE | 21/00781/FULMAJ | Planning Portal | Erection of new ground plus 12-storey building with 2 basement levels, existing single storey basement wall is re-used | 2021-09-13 | 2022-02-01 |  | Residential (inc. student accomodation) |  | New Build |  |  |  | 20463 |  |  | 20463 | [7 empty] | 14 | 12 |  |  |  | Hodkinson |  |  |  |  | Project 48 | 100% | 1 | 61 - 65 Holborn Viaduct London EC1A 2FDAssessment 1 - no decarbonisation
6-12 Verney Road | Assessment 1 - no decarbonisation | 1114 | Southwark | SE16 3FN | 23/AP/0948 | Planning Portal | Up to 4-storey building. | 2023-04-05 |  |  | Industrial |  | New Build |  |  |  | 20864 |  |  | 20864 | [7 empty] | 4 | 4 |  |  |  | Insignis |  |  |  |  | Project 49 | 100% | 1 | 6-12 Verney RoadAssessment 1 - no decarbonisation
63 - 66 Coleman Street | Assessment 1 - no decarbonisation | 770 | City of London | EC2R 5AN | 21/00694/FULMAJ | Planning Portal | Front façade retention | 2021-08-09 | 2022-12-14 |  | Office & Retail | No | Substructure and/or Façade Retained | 1870s | Not listed | 3851 | 5220 | 3851 | 35.55% | 5220 | [6 empty] | 8 | 10 | 9 | 2 |  |  | FLATT | Heyne Tillet Steel | FLATT | Emrys Architects | One Click LCA | Project 50 | 100% | 2 | 63 - 66 Coleman StreetAssessment 1 - no decarbonisation
63 New Bond Street | Assessment 1 - no decarbonisation | 796 | Westminster | W1S 1RJ | 23/08027/FULL | Planning Portal | Alteration and extension of the existing buildings, including partial demolition and retention and retrofit to provide a building with basement, ground and ten upper floors, setback at fifth to eighth floors with terraces, setback at ninth floor with terrace and plant, and a roof terrace with lift over run and pavilion at the tenth floor, with satellite dish, green roof and solar photo voltaic panels on its roof, and associated works, to provide for retail (Class E (a)) and office (Class E(g)(i)) uses together with associated ancillary spaces to those uses. ¦ Fenwicks 58 - 63 New Bond Street London W1S 1RJ | 2023-11-20 | 2024-03-02 | Granted | Office & Retail | No | Heavy Refurbishment | 1800s | Not listed | 15079 | 18617 |  | 23.46% | 3538 | New and retained basement | Masonry and steel | Reinforced Concrete | RC Cores / shear walls | RC Cores / shear walls | Capacity enhancement | 7 | 4 | 6 | 4 |  |  | Buro Happold | Buro Happold | Buro Happold | Foster + Partners | One Click LCA |  | 0% | 3 | 63 New Bond StreetAssessment 1 - no decarbonisation
65 Gresham St | Assessment 1 - no decarbonisation | 519 | City of London | EC2V 7NQ | 22/00848/FULMAJ | Planning Portal | Horizontal Refurbishment at 8th and 9th floor levels and three-storey vertical Refurbishment plus plant enclosure to create Class E floorspace; alterations and refurbishment to existing windows and facades; structural alterations and repositioning of cores; creation of new and refurbished entrances on Gresham Street and at the junction of Aldermanbury and Love Lane; creation of inset balconies; creation of roof terraces at levels 8, 10 and 12; removal and replacement of plant and installation of PV; public realm improvements for new hard and soft landscaping; removal of ground floor mezzanine level facilitating the provision of retail frontages and retail units to Aldermanbury; provision of cycle storage and other works incidental to the development. ¦ 65 Gresham Street London EC2V 7NQ | 2022-09-07 |  | Pending | Office | No | Heavy Refurbishment | 2000s | Not listed | 41136 | 54290 | 0 | 31.98% | 13154 | No new basement | [5 empty] | 12 | 17 | 14 | 5 | 2 |  | Longevity Partners | Buro Happold | Atelier Ten | Squire and Partners | One Click LCA | Project 51 | 0% | 3 | 65 Gresham StAssessment 1 - no decarbonisation
7 Brannan Street | Assessment 1 - no decarbonisation |  | Tower Hamlets | E14 9ZR | [15 empty] | 0 | [17 empty] | Project 52 |  | 0 | 7 Brannan StreetAssessment 1 - no decarbonisation
7 Millbank | Assessment 1 - no decarbonisation | 1517 | Westminster | SW1P 3JA | 21/01508/FULL | Planning Portal |  | 2021-03-10 | 2022-02-08 |  | Office |  | New Build |  |  |  | 19414 |  |  | 19414 | [7 empty] | 10 | 8 |  |  |  | Hilson Moran |  |  |  |  | Project 53 | 100% | 1 | 7 MillbankAssessment 1 - no decarbonisation
70 Gracechurch Street | Assessment 1 - no decarbonisation | 1773 | City of London | EC3V 0XL | 20/00671/FULEIA | Planning Portal | Demolition of existing buildings. New building with basement levels and ground floor plus 33 storeys | 2020-10-13 | 2021-09-29 |  | Office |  | New Build |  |  |  | 60616 |  |  | 60616 | [7 empty] | 37 | 33 |  |  |  | TFT |  |  |  |  | Project 54 | 100% | 1 | 70 Gracechurch StreetAssessment 1 - no decarbonisation
747-759 & 765-775 Old Kent Road | Assessment 1 - no decarbonisation | 754 | Southwark | SE15 1NZ | 23/AP/1862 | Planning Portal | Building A: 33 storeys + basement. B: 19 storeys. C: 15 storeys. D: 20 storeys | 2023-07-03 |  |  | Residential (inc. student accomodation) |  | New Build |  |  |  | 51386 |  |  | 51386 | [7 empty] | 35 | 33 |  |  |  | Whitecode |  |  |  |  | Project 55 | 100% | 1 | 747-759 & 765-775 Old Kent RoadAssessment 1 - no decarbonisation
76-78 Upper Ground | Assessment 1 - no decarbonisation | 663 | Lambeth | SE1 9PZ | 21/01142/FUL | Planning Portal | Refurbishment, partial demolition and Refurbishment of the existing building, 80% retention. New core. Plant on roof extended. | 2021-03-19 | 2021-12-23 |  | Office | No | Heavy Refurbishment | 1980s | Grade II | 27790 | 38840 | 5060 | 39.76% | 16110 | No new basement | [5 empty] | 6 | 7 | 6 | 1 | 4 |  | Watkins Payne | Heyne Tillet Steel | Watkins Payne Partnership | Allford Hall Monaghan Morris | One Click LCA | Project 56 | 18.21% | 3 | 76-78 Upper GroundAssessment 1 - no decarbonisation
79-87 Westminster Bridge Road | Assessment 1 - no decarbonisation | 872 | Lambeth | SE1 7XT | 20/03539/FUL | Planning Portal | Erection of ground plus 14-storey building and two basement levels | 2020-10-13 |  |  | Hotel |  | New Build |  |  |  | 8529 |  |  | 8529 | [7 empty] | 16 | 14 |  |  |  | Meinhardt |  |  |  |  | Project 57 | 100% | 1 | 79-87 Westminster Bridge RoadAssessment 1 - no decarbonisation
8 - 12 New Bridge Street | Assessment 1 - no decarbonisation | 1551 | City of London | EC4V 6AL | 22/00622/FULMAJ | Planning Portal | Part demolition of Fleet House, full demolition of St Bride's Tavern (basement levels retained). Erection of 8-storey building | 2022-07-07 | 2023-01-31 |  | Office | No | Heavy Refurbishment | 1950s | Not listed | 5612 | 7810 | 1332 | 39.17% | 3530 | No new basement | Reinforced Concrete |  | RC Cores / shear walls | RC Cores / shear walls | Horizontal Refurbishment | 8 | 11 | 10 | 1 | 11 |  | Hoare Lea | AKT II | Hoare Lea | HOK International | One Click LCA | Project 58 | 23.73% | 3 | 8 - 12 New Bridge StreetAssessment 1 - no decarbonisation
80 Charlotte Street Gallery | Assessment 1 - no decarbonisation |  |  | W1T 4QS | [15 empty] | 0 | [5 empty] | Minimal intervention | [11 empty] | Project 60 |  | 0 | 80 Charlotte Street GalleryAssessment 1 - no decarbonisation
81-103 King's Road | Assessment 1 - no decarbonisation | 1247 | Kensington and Chelsea | SW3 4NX | PP/23/00968 | Planning Portal | Demolition of existing building and redevelopment for new building up to four storeys and basement. 10% basement retained. | 2023-02-07 |  |  | Office | No | Substructure and/or Façade Retained | 1980s | Not listed | 9790 | 16138 | 5831 | 64.84% | 12179 | No new basement | [5 empty] | 5 | 5 | 4 |  |  |  | Ramboll | Robert Bird Group | Ramboll | Pilbrow & Partners | One Click LCA | Project 62 | 59.56% | 2 | 81-103 King's RoadAssessment 1 - no decarbonisation
85 Gracechurch Street | Assessment 1 - no decarbonisation | 1514 | City of London | EC3V 0AA | 22/01155/FULEIA | Planning Portal | Partial demolition of existing building (Gracechurch Street frontage adapted) and the construction of a 32 storey building plus basement levels | 2022-11-30 | 2023-10-11 | Granted | Office & Retail | No | Substructure and/or Façade Retained | 1930s | Not listed | 8035 | 37746 | 8035 | 369.8% | 37746 | New and retained basement | Steel |  |  |  |  | 10 | 37 | 33 | 27 |  |  | Sweco | Robert Bird Group |  | Woods Bagot |  | Project 63 | 100% | 2 | 85 Gracechurch StreetAssessment 1 - no decarbonisation
88 Grays Inn Road | Assessment 1 - no decarbonisation | 562 | Camden | WC1X 8AA | 2022/4259/P | Planning Portal | Existing building is being retained and refurbished | 2022-10-11 |  |  | Commercial & Residential | Yes | Retrofit | 1960s | Not listed | 1280 | 1149 | 0 | -10.23% | 0 | No new basement | Reinforced Concrete |  |  |  |  | 4 | 4 | 4 |  | 2 |  | Max Fordham | Heyne Tillet Steel | Max Fordham | Piercy & Company | One Click LCA | Project 64 | 0% | 5 | 88 Grays Inn RoadAssessment 1 - no decarbonisation
90 Whitfield | Assessment 1 - no decarbonisation |  |  | W1T 4EZ | [15 empty] | 0 | [17 empty] | Project 66 |  | 0 | 90 WhitfieldAssessment 1 - no decarbonisation
9-10 and 11 Angel Court | Assessment 1 - no decarbonisation | 1247 | City of London | EC2R 7BH | 22/00860/FULMAJ | Planning Portal | Demolition of the existing buildings except 9-10 Angel Court façade (up to 4th floor), new building constructed behind that façade, replica façade of 11 Angel Court up to 3rd floor, over 3 basement levels, ground mezzanine and 9 upper floors plus plant room. | 2022-09-08 | 2023-02-22 |  | Hotel |  | New Build |  |  |  | 4878 |  |  | 4878 | [7 empty] | 12 | 9 |  |  |  | Greengage |  |  |  |  | Project 67 | 100% | 1 | 9-10 and 11 Angel CourtAssessment 1 - no decarbonisation
99 City Road | Assessment 1 - no decarbonisation | 987 | Islington | EC1Y 9DD | P2023/1070/FUL | Planning Portal | Majority of original foundations kept, new façade, core and column added, ground floor to be set back. 63% retention of existing structure. | 2023-04-17 |  |  | Office & Retail |  | Heavy Refurbishment | 1990s | Not listed | 21667 | 64873 | 8016.79 | 199.4% | 51222.79 |  |  |  |  | RC Cores / shear walls |  | 10 | 36 | 35 |  | 35 |  | Twin and Earth |  |  |  |  | Project 68 | 37% | 3 | 99 City RoadAssessment 1 - no decarbonisation
Apollo Business Centre, 158 Trundley's Road | Assessment 1 - no decarbonisation | 642 | Lewisham | SE8 5JE | DC/23/130258 | Planning Portal | Mixed-use redevelopment of the site for a new building comprising part 10, part 26 storeys. 50% GGBS in superstructure concrete mix | 2023-02-02 |  |  | Commercial & Residential |  | New Build |  |  |  | 23204 |  |  | 23204 | [7 empty] | 27 | 26 |  |  |  | Greengage |  |  |  |  | Project 69 | 100% | 1 | Apollo Business Centre, 158 Trundley's RoadAssessment 1 - no decarbonisation
Borough Triangle Site | Assessment 1 - no decarbonisation | 846 | Southwark | SE1 6BN | 22/AP/3149 | Planning Portal | Demolition of all existing buildings/structures, except 82 and part 83 Borough Road (retained, altered and refurbsihed). Basement construction, 4 new buildings with 5-46 storey heights. | 2022-09-05 |  |  | Office & Retail |  | New Build |  |  |  | 93367 |  |  | 93367 | [7 empty] | 46 | 46 |  |  |  | Whitecode |  |  |  |  | Project 70 | 100% | 1 | Borough Triangle SiteAssessment 1 - no decarbonisation
Boundary House 7 - 17 Jewry Street London EC3N 2EX | Assessment 1 - no decarbonisation | 1441 | City of London | EC3N 2AF | 21/00826/FULMAJ | Planning Portal | Demolition of existing builiding and the erection of a basement, ground plus part 14 and part 6 storey building plus plant. | 2021-09-30 | 2022-07-19 |  | Hotel |  | New Build |  |  |  | 11158 |  |  | 11158 | [7 empty] | 15 | 14 |  |  |  | Hoare Lea |  |  |  |  | Project 71 | 100% | 1 | Boundary House 7 - 17 Jewry Street London EC3N 2EXAssessment 1 - no decarbonisation
British Library Extension | Assessment 1 - no decarbonisation | 1174 | City of London | EC3N 2AF | 21/00826/FULMAJ | Planning Portal | Demolition of existing builiding and the erection of a basement, ground plus part 14 and part 6 storey building plus plant. | 2021-09-30 | 2022-07-19 |  | Hotel |  | New Build |  |  |  | 11158 |  |  | 11158 | [7 empty] | 15 | 14 |  |  |  | Hoare Lea |  |  |  |  | Project 71 | 100% | 1 | British Library ExtensionAssessment 1 - no decarbonisation
Burgess Industrial Park Parkhouse Street | Assessment 1 - no decarbonisation | 793 | Southwark | SE5 7TJ | 21/AP/1342 | Planning Portal | 12 blocks of betweeen 2-13 storeys | 2021-04-19 |  |  | Commercial & Residential |  | New Build |  |  |  | 39696 |  |  | 39696 | [7 empty] | 12 | 12 |  |  |  | Waterman Building Services |  |  |  |  | Project 73 | 100% | 1 | Burgess Industrial Park Parkhouse StreetAssessment 1 - no decarbonisation
Bury House - 31 Bury Street | Assessment 1 - no decarbonisation | 1028 | City of London | EC3A 5AR | 20/00848/FULEIA | Planning Portal | The use of prefabricated structural and façade systems present opportunities for material effieincy, which have been explored and incorporated into the proposed design. Further material efficiency opportunities have been explored by retionalising structural gris and assessing different foundation options to minimise material use. Another key opportunity is the possibility to develop an all electric servicing strategy, with the use of heat pumps, in order to minimise operational carbon emissions, which will also benefit from the decarbonisation of the electricity grid. There are opportunities to reuse and recover materials from the existing development, to be identified in the pre-demolition audit. As a constraint, the small roof area compared to the building's total floor area, which needs to accomodate the centralised heating and cooling plant, makes the installation of PV panels to further reduce the operational carbon emissions unfeasible. | 2020-10-28 |  |  | Office & Retail |  | New Build |  |  |  | 30170 |  |  | 30170 | [7 empty] | 50 | 46 |  |  |  | Hoare Lea |  |  |  |  | Project 74 | 100% | 1 | Bury House - 31 Bury StreetAssessment 1 - no decarbonisation
Buspace Studios | Assessment 1 - no decarbonisation | 917 | Kensington and Chelsea | W10 5AP | PP/22/07709 | Planning Portal | Erection of 2 buildings with groundfloor connection | 2023-11-23 |  |  | Commercial & Residential |  | New Build |  |  |  | 9450 |  |  | 9450 | [7 empty] | 6 | 5 |  |  |  | XCO2 |  |  |  |  | Project 75 | 100% | 1 | Buspace StudiosAssessment 1 - no decarbonisation
Canada Water Dockside Plot A1 | Assessment 1 - no decarbonisation | 1385 | Southwark | SE16 7PJ | 21/AP/2655 | Planning Portal | Plot A1 and A2 share basements. Ground plus mezzanine and 24 storeys | 2022-10-12 |  |  | Office |  | New Build |  |  |  | 61551 |  |  | 61551 | [7 empty] | 25 | 24 |  |  |  | Atelier Ten |  |  |  |  | Project 76 | 100% | 1 | Canada Water Dockside Plot A1Assessment 1 - no decarbonisation
Canada Water Dockside Plot A2 | Assessment 1 - no decarbonisation | 1425 | Southwark | SE16 7PJ | 23/AP/0565 | Planning Portal | Erection of 11-storey building with 1 basement level | 2022-10-12 |  |  | Office |  | New Build |  |  |  | 35196 |  |  | 35196 | [7 empty] | 12 | 11 |  |  |  | Arup |  |  |  |  | Project 77 | 100% | 1 | Canada Water Dockside Plot A2Assessment 1 - no decarbonisation
Castle & Fitzroy House 37 - 45 Paul Street | Assessment 1 - no decarbonisation | 1107 | Islington | EC2A 4UY | P2022/2893/FUL | Planning Portal | commercial building of 9 storeys (incl. lower ground and basement level) | 2022-08-31 | 2023-10-12 |  | Office |  | New Build |  |  |  | 32541 |  |  | 32541 | [7 empty] | 12 | 11 |  |  |  | Hoare Lea |  |  |  |  | Project 78 | 100% | 1 | Castle & Fitzroy House 37 - 45 Paul StreetAssessment 1 - no decarbonisation
Church street residential development London | Assessment 1 - no decarbonisation | 1211 | Westminster | NW8 8EX | 21/08160/COOUT | Planning Portal |  | 2021-11-23 | 2023-06-30 |  | Commercial & Residential |  | New Build |  |  |  | 42683 |  |  | 42683 | [7 empty] | 14 | 13 |  |  |  | Max Fordham |  |  |  |  | Project 79 | 100% | 1 | Church street residential development LondonAssessment 1 - no decarbonisation
Colechurch House | Assessment 1 - no decarbonisation | 1409 | Southwark | SE1 2SX | 20/AP/3013 | Planning Portal | Erection of elevated 22-storey building, 4 storey basement, plant areas | 2020-10-12 |  |  | Office & Retail |  | New Build |  |  |  | 48178 |  |  | 48178 | [7 empty] | 26 | 22 |  |  |  | Sweco |  |  |  |  | Project 80 | 100% | 1 | Colechurch HouseAssessment 1 - no decarbonisation
Cripplegate House 1 Golden Lane | Assessment 1 - no decarbonisation | 601 | City of London | EC1Y 0RR | 22/00202/FULMAJ | Planning Portal | Heritage building: retained. 90s Refurbishment: floors, core and structure retained. Floors extended. Northern elevation replaced and others reclad. Roof Refurbishment. | 2022-03-28 | 2022-11-01 |  | Office | No | Light Refurbishment | 1890s | Grade II | 12988.67 | 15649 | 1443.1856 | 20.48% | 2588 | No new basement |  | Steel | RC Cores / shear walls | RC Cores / shear walls |  | 9 | 13 | 12 | 3 |  |  | Hawkins Brown | London Structures Lab |  | HawkinsBrown | One Click LCA | Project 81 | 11.11% | 4 | Cripplegate House 1 Golden LaneAssessment 1 - no decarbonisation
Dyne House | Assessment 1 - no decarbonisation | 1129 | Haringey | N6 5EE | HGY/2023/0328 | Planning Portal | Redevelopment of Dyne House, to include: 1) Retention, refurbishment, Refurbishment and basement works to the principal five storey Dyne House structure (plus plant and lift over run); 2) Demolition and redevelopment of the rear Refurbishment and associated buildings to the rear, with erection of a new part one and part two storey structure, together with new basement levels; 3) Retention of the Parade Ground open space, with new multi-use surface; 4) Associated improvements to the Island Site access and underground tunnel, including: demolition of existing service block and erection of a replacement part one and part two storey structure; and 5) Associated landscaping and improved provision for emergency services, servicing and disabled parking. | 2023-03-08 |  | Pending | School | No | Heavy Refurbishment | 1960s | Not listed | 3019 | 6216 | 925 | 105.9% | 4122 | New and retained basement | Reinforced Concrete | Timber and steel |  | RC Cores / shear walls |  | 6 | 6 | 5 |  | 4 |  | AECOM | Expedition Engineering | AECOM | Hopkins Architects | One Click LCA | Project 82 | 30.64% | 3 | Dyne HouseAssessment 1 - no decarbonisation
Edward Rudolph House, 69-85 Margery Street | Assessment 1 - no decarbonisation | 602 | Islington | WC1X 0JL | P2023/2059/FUL | Planning Portal | Demolition of existing building and erection of a 4-storey office building, plant encosure to roof | 2023-08-02 |  |  | Office |  | New Build |  |  |  | 4960 |  |  | 4960 | [7 empty] | 4 | 4 |  |  |  | Verte |  |  |  |  | Project 83 | 100% | 1 | Edward Rudolph House, 69-85 Margery StreetAssessment 1 - no decarbonisation
Elephant And Castle Shopping Centre Site | Assessment 1 - no decarbonisation |  | Southwark | SE17 1EU | 21/AP/1104 | Planning Portal | Multiple buiulding development | 2021-03-29 | 2021-07-29 |  | Commercial & Residential |  | New Build |  |  |  | 7330 |  |  | 7330 | [12 empty] | Hoare Lea |  |  |  |  | Project 84 | 100% | 1 | Elephant And Castle Shopping Centre SiteAssessment 1 - no decarbonisation
Evelina Children's Hospital | Assessment 1 - no decarbonisation | 1221 | Lambeth | SE1 7EH | 21/01869/FUL | Planning Portal | 12 storey building plus 2 storey basement with 5 storey link Refurbishment | 2021-01-26 |  |  | Hospital/Medical |  | New Build |  |  |  | 27306 |  |  | 27306 | [7 empty] | 14 | 12 |  |  |  | AECOM |  |  |  |  | Project 85 | 100% | 1 | Evelina Children's HospitalAssessment 1 - no decarbonisation
Former Blackfriars Crown Court | Assessment 1 - no decarbonisation | 1187 | Southwark | SE1 0BT | 22/AP/1347 | Planning Portal | Minor material amendments to planning permission 20/AP/1537 [approval date: 06.05.2021] for the development of the site including partial demolition, Refurbishments and alterations to provide a commercial building with community uses. The amendments comprise: - basement and structural alterations including deepened and extended basement and revised piling approach; - cross laminated timber floor construction changed to concrete plank system; - addition of external structural columns on Sawyer Street façade; - internal reconfiguration including consolidation of cores, relocated refuse store, revised cycle parking and end of journey facilities, revised affordable workspace and community auditorium design; - fire strategy updates; - external alterations to doors and repositioning of south-east external stair; - relocation of visitor cycle parking; - rooftop amendments including revised swimming pool and atrium, revised roof plant enclosures, revised Community Pavilion layout, provision of additional office space; and - the addition of 37 more trees. ¦ Site Of The Former Blackfriars Crown Court 1-15 Pocock Street London SE1 0BT | 2022-04-04 | 2022-10-10 | Granted | Office & Retail | Yes | Heavy Refurbishment | 1960s | Not listed | 14459 | 34264 | 7811 | 137% | 27616 | New and retained basement | [5 empty] | 6 | 10 | 8 | 4 |  |  | Atelier Ten | AKT II | Atelier Ten | Sheppard Robson | One Click LCA | Project 87 | 54.02% | 3 | Former Blackfriars Crown CourtAssessment 1 - no decarbonisation
Friars Close | Assessment 1 - no decarbonisation | 1194 | Southwark | SE1 0UL | 22/AP/4376 | Planning Portal | Erection of 9-storey building with 21-storey tower, terrace on 10th storey, external plan and waste storage | 2022-12-28 |  |  | Residential (inc. student accomodation) |  | New Build |  |  |  | 15513 |  |  | 15513 | [7 empty] | 21 | 21 |  |  |  | Max Fordham |  |  |  |  | Project 88 | 100% | 1 | Friars CloseAssessment 1 - no decarbonisation
Friary Court 65 Crutched Friars | Assessment 1 - no decarbonisation | 1308 | City of London | EC3N 2AE | 22/00882/FULMAJ | Planning Portal | Demolition of existing building and redevelopment for new building comprising basment, ground plus 20 upper floors | 2022-09-30 | 2023-06-27 |  | Residential (inc. student accomodation) |  | New Build |  |  |  | 27844 |  |  | 27844 | [7 empty] | 22 | 20 |  |  |  | Waterman Building Services |  |  |  |  | Project 89 | 100% | 1 | Friary Court 65 Crutched FriarsAssessment 1 - no decarbonisation
Gillingham House | Assessment 1 - no decarbonisation | 1019 | Westminster | SW1V 1HU | 23/01690/FULL | Planning Portal | Intensive refurbishment and Refurbishment (demolish 2,183m2), 60% of area and 70% of volume retained | 2023-03-13 |  |  | Office |  | Heavy Refurbishment |  |  | 5457.5 | 9450 | 2183 | 73.16% | 6175.5 | No new basement | [5 empty] | 4 | 8 | 8 | 4 |  |  | Atelier Ten | Stantec |  |  |  | Project 90 | 40% | 3 | Gillingham HouseAssessment 1 - no decarbonisation
Hyatt Place | Assessment 1 - no decarbonisation | 634 | Hillingdon | UB4 0JN | 2385/APP/2022/2952 | Planning Portal | Partial demolition of the existing building, followed by refurbishment, side Refurbishments and upwards Refurbishments, alongside erection of perimeter blocks around a podium level, to increase hotel capacity (Class C1) whilst introducing industrial uses (Class E(g)(ii) and E(g)(iii)) at ground and first floor level. | 2022-09-27 |  | Pending | Hotel | Yes | Heavy Refurbishment | 1960s | Not listed | 9885 | 20372 | 1211 | 106.1% | 11698 | [6 empty] | 13 | 14 | 14 | 1 |  |  | Love Design Studio | Engineeria | Woodcote Power Consulting | Haptic | One Click LCA | Project 91 | 12.25% | 3 | Hyatt PlaceAssessment 1 - no decarbonisation
Island Site Woolwich | Assessment 1 - no decarbonisation | 793 | Greenwich | SE18 6PF | 22/3162/F | Planning Portal | The redevelopment (together with demolition and part demolition of existing buildings) and refurbishment of the Island Site to provide 494 co-living units (Use Class Sui Generis), 20 residential dwellings (Use Class C3(a)), community uses (Use Class E(d) and F2(b)), retail (Use Class E(a)), restaurants and cafes (Use Class E(b)) and offices (Use Class E(c)), new public realm with hard and soft landscaping, highways works, car parking, cycle parking, refuse and recycling storage, plant, external amenity space and associated works. Further detailed explanation of the proposal (not forming part of the formal description of development set out above): The proposal includes the erection of two mixed-use buildings following demolition of 17-27 Thomas Street and IBC Main Building; the refurbishment, Refurbishment and change of use of 2-4 Wellington Street, 6-10 Wellington Street, 12-14 Wellington Street, Thames Polytechnic: Arts and Science Building, Former Polytechnic Hall, 29 Thomas Street, IBC Central Building and refurbishment (and partial demolition) of the former workshops. To facilitate the following: 20 residential dwellings (Use Class C3(a)) 494 co-living units (Use Class sui generis) 3,294 sqm (GIA) of non-residential floorspace site wide · 1,100 sqm GIA of community uses (Use Class E(d) and F2(b)) · 1,414 sqm GIA of retail (Use Class E(a)) and restaurants and cafes (Use Class E(b)) · 780 sqm GIA of office floorspace (Use Class E(c)) Maximum building height of 35.12 metres Above Ordnance Datum (m AOD). The demolition works include 18-36 Wellington Street and 17-27 Thomas Street as well as the non-original rear Refurbishments to the Arts and Science building and the fourth workshop, and comprises a volume of 34,634 m3 (This application is an EIA development and is accompanied by an Environmental Statement) (The development may impact on the setting of the Grade II listed building on-site being the University of Greenwich, Woolwich Campus: Original Building, Gymnasium to Rear and Corner Entrance Range, as well as nearby Grade II* and Grade II listed buildings. In addition, the development may also impact the setting of the Woolwich Conservation Area) (The development includes demolition of unlisted buildings or structures in the Woolwich Conservation Area) | 2022-08-22 |  | Pending | Office, Retail & Residential | Yes | Heavy Refurbishment | 1880s | Grade II | 12544 | 28528 | 2508.8 | 127.4% | 18492.8 | No new basement | [5 empty] | 5 | 8 | 7 | 3 | 6 |  | Create |  |  |  | One Click LCA | Project 93 | 20% | 3 | Island Site WoolwichAssessment 1 - no decarbonisation
Jubilee House | Assessment 1 - no decarbonisation | 727 | London Legacy Development Corporation | E15 1AN | 21/00483/FUL | Planning Portal | Application made under the provisions of the Town and Country Planning Act 1990 (England and Wales) (as amended), accompanied by an ES under the Environmental Impact Assessment Regulations 2017 (as amended), seeking approval for the demolition for the demolition of Jubilee House (Class E - Office) and partial demolition of Broadway House (Class F1 - School) and erection of a building up to 36 storeys (plus basement, roof plant and partial mezzanine above ground floor) 32,760m2 (GIA) to provide student accommodation 23,900m2 (GIA) (Sui Generis) and a school 8,815m2 (GIA) (Class F1), with provision of a new eastern access ramp to the Jupp Road Bridge, public realm and associated hard and soft landscaping, car parking and servicing, cycle store, boundary treatments and other associated works. | 2021-10-13 | 2022-09-21 | Granted | Residential (inc. student accomodation) |  | Heavy Refurbishment |  | Not listed | 9586 | 32760 | 7570 | 241.7% | 30744 | [6 empty] | 6 | 39 | 38 | 33 |  |  | eb7 | Elliot Wood | DSA | Allford Hall Monaghan Morris | One Click LCA | Project 95 | 78.97% | 3 | Jubilee HouseAssessment 1 - no decarbonisation
JVC Business Park | Assessment 1 - no decarbonisation | 1583 | Brent | NW2 7AF | 22/1849 | Planning Portal | Full planning application for an Refurbishment to the existing data centre at the adjacent JVC House, alongside the re-configuration of the car parking layout, in association with its use as a data centre, subject to Deed of Agreement dated 6th December 2022 under Section 106 of Town and Country Planning Act, 1990. ¦ JVC Business Park, Priestley Way, London, NW2 | 2022-05-19 | 2022-12-07 | Granted | Data Centre | No | Heavy Refurbishment | 2000s | Not listed | 28470 | 47182 | 0 | 65.73% | 18712 | No new basement | [5 empty] | 4 | 4 | 4 |  | 4 |  | Hoare Lea |  |  | Scott Brownrigg | One Click LCA | Project 96 | 0% | 3 | JVC Business ParkAssessment 1 - no decarbonisation
Kensington Centre, 66 Hammersmith Road | Assessment 1 - no decarbonisation | 857 | Hammersmith and Fulham | W14 8UD | 2023/00585/FUL | Planning Portal | Demolition of existing building and erection of 11-storey building (plus basement and plant roof) | 2023-03-03 |  |  | Office |  | New Build |  |  |  | 24441 |  |  | 24441 | [7 empty] | 12 | 11 |  |  |  | LCD |  |  |  |  | Project 97 | 100% | 1 | Kensington Centre, 66 Hammersmith RoadAssessment 1 - no decarbonisation
King's Place (Land at Harper Street/Borough High Street) | Assessment 1 - no decarbonisation | 1065 | Southwark | SE1 1JJ | 23/AP/0479 | Planning Portal | Demolition of existing buildings, part 5-11 storey building. | 2023-02-22 |  |  | Residential (inc. student accomodation) |  | New Build |  |  |  | 16036 |  |  | 16036 | [7 empty] | 11 | 11 |  |  |  | Scotch Partners |  |  |  |  | Project 98 | 100% | 1 | King's Place (Land at Harper Street/Borough High Street)Assessment 1 - no decarbonisation
Leconfield House | Assessment 1 - no decarbonisation | 683 | Westminster | W1J 5JB | 23/02111/FULL | Planning Portal | Excavation to provide one additional basement level; removal and replacement of facades at ground floor level and part first floor and alterations to the facades at first to fifth floor levels including replacement windows throughout; demolition of the sixth and seventh floor levels and replacement with new sixth and seventh floor levels with plant in an associated enclosure, creation of terraces at sixth and seventh floor level, a rear Refurbishment on the western side of the building from ground to seventh floor level and use of the building as either medical / spa / bars / restaurants / retail / office and fitness, or as office accommodation all within Class E. | 2023-03-29 |  | Pending | Office & Retail | No | Heavy Refurbishment | 1930s | Not listed | 8757 | 10148 | 1452 | 15.88% | 2843 | New and retained basement | [5 empty] | 9 | 10 | 8 | 1 | 8 |  | Elliott Wood | Elliot Wood | AECOM | EPR Architects | One Click LCA | Project 99 | 16.58% | 3 | Leconfield HouseAssessment 1 - no decarbonisation
Liverpool Street Station | Assessment 1 - no decarbonisation | 1503 | City of London | EC2M 7PY | 23/00453/FULEIA | Planning Portal | Partial demolition of Station including concourse, train sheds and entrances to Bishopsgate, Liverpool Street and Sun Street Passage. Demolition of 50 Liverpool Street. Construction and remodelling of station at basement, lower and upper concourses, new station roof, new entrances to Bishopsgate, Liverpool Street and Sun Street Passage, new lifts and escalators. Provision of units at basement, lower and upper concourse flrs for retail, café/restaurant, public house/bar. Remodelling of existing bus station and provision of a cycle hub on upper concourse. Andaz/Great Eastern Hotel:Alteration of existing building at basement, ground and upper flrs including insertion of new structure, creation of new west wall and removal and replacement of mansard roof. Change of use from hotel to office at part ground flr and across flrs 1-4; access to servicing area from vehicle lifts at flr 3; provision of units at basement and ground for retail, café/restaurant, and public house/bar; spaces for leisure and community uses; retail and café/restaurant at part of flr 5. Over Station Development:Erection of a new building above Liverpool Street Station and 40 Liverpool Street with maximum height of 108.6 metres AOD in height (excluding rooftop plant) comprising office use at flrs 5-13, and partly at flrs 14-15, with ancillary lobby and functions at flrs 3-4. New hotel at flrs 17-20 and partly within flrs 14-16, ancillary restaurant/bar at flr 15 and ancillary leisure facility at flr 16. New public amenity space at podium level comprising café/restaurant, retail, leisure; and partially at flr 16 comprising outdoor pool, leisure court and café/restaurant, alongside a publicly accessible roof garden. Provision of lifts, cycle parking, servicing, refuse, and plant. Public Realm:Refurbishment and Refurbishment of Hope Square and Bishopsgate Plaza. New pedestrian routes, including the pedestrianisation of Liverpool Street and new pedestrian footway to Exchange Square | 2023-05-02 |  | Pending |  | No | Heavy Refurbishment | 1880s | Grade II* | 40869 | 151394 | 22443 | 270.4% | 132968 | No new basement | [5 empty] | 10 | 24 | 22 | 14 |  |  | WSP | WSP | WSP | Herzog & de Meuron | One Click LCA | Project 100 | 54.91% | 3 | Liverpool Street StationAssessment 1 - no decarbonisation
Maclise Multi-Storey Car Park, Olympia | Assessment 1 - no decarbonisation | 853 | Hammersmith and Fulham | W14 8UX | 2021/04167/FUL | Planning Portal | All floors and internal structures (floor, ramps, princ. And sec. stair cores) demolished, elevation re-clad and re-glazed from ground to level 4, façade to retained structure replaced | 2021-12-29 |  |  | Hotel | Yes | Substructure and/or Façade Retained | 1930s | Grade II |  | 19655 |  |  | 19655 | New | Reinforced Concrete |  |  |  |  | 5 | 9 | 8 | 3 |  |  | McBains |  |  | SPPARC |  | Project 101 |  | 2 | Maclise Multi-Storey Car Park, OlympiaAssessment 1 - no decarbonisation
New City Court | Assessment 1 - no decarbonisation | 800 | Southwark | SE1 9RS | 21/AP/1361 | Planning Portal | New-build 26-storey buildings (plus mezzanine and 2 basement levels), restoration and refurb. of listed terrace (4-16 St Thomas Street), redevelopment of Keats House (reinstatement of façade) | 2021-04-21 | 2022-01-13 |  | Office & Retail |  | Heavy Refurbishment |  | Grade II |  | 55461 |  | 90% | 55461 | New and retained basement | Brickwork and timber |  |  |  |  | 5 | 28 | 26 |  | 28 |  | chapmanbdsp |  |  | Allford Hall Monaghan Morris |  | Project 102 | 90% | 3 | New City CourtAssessment 1 - no decarbonisation
Newcombe House | Assessment 1 - no decarbonisation | 747 | Kensington and Chelsea | W8 7LX | PP/23/03534 | Planning Portal | Newcombe House: 100% of tower foundations retained - vertical Refurbishment part 14-15 storey. 90% of steel frame and floor slabs retained. Kensington Church Street Building: erection of a new 6-storey building. Affordable block: 8-storey building. 43% floor slabs retained. 19% of the total proposed floor area GIA is demolished across the developments. | 2023-06-05 |  |  | Office | No | Heavy Refurbishment | 1950s | Not listed | 11400 | 26902 | 5942 | 136% | 21444 | New and retained basement | Reinforced Concrete |  | RC Cores / shear walls |  |  | 12 | 15 | 15 | 3 |  |  | HDR | AKT II | HDR | Squire and Partners | One Click LCA | Project 103 | 52.12% | 3 | Newcombe HouseAssessment 1 - no decarbonisation
Plot H1 Elephant Park | Assessment 1 - no decarbonisation | 429 | Southwark | SE17 1GD | 21/AP/1819 | Planning Portal | Erection of 17-storey building with basement and rooftop plant. | 2021-05-24 |  |  | Office |  | New Build |  |  |  | 63598 |  |  | 63598 | [7 empty] | 18 | 17 |  |  |  | HDR |  |  |  |  | Project 105 | 100% | 1 | Plot H1 Elephant ParkAssessment 1 - no decarbonisation
Portland House | Assessment 1 - no decarbonisation | 1272 | Westminster | SW1E 5DJ | 22/05428/FULL | Planning Portal | Two-storey Refurbishment including roof-level plant , creation of a setback rooftop Refurbishment, refurbishment of existing | 2022-08-04 | 2022-12-23 |  | Office | No | Light Refurbishment | 1960s | Not listed | 42501 | 46243 | 3280 | 8.804% | 3742 |  | Reinforced Concrete |  |  |  | Horizontal Refurbishment | 30 | 31 | 31 | 1 | 2 |  | Buro Happold |  |  |  |  | Project 106 | 7.717% | 4 | Portland HouseAssessment 1 - no decarbonisation
Poultry Market And General Market And The Annexe Buildings West Smithfield | Assessment 1 - no decarbonisation | 739 | City of London | EC1A 9LH | 19/01343/FULEIA | Planning Portal | Part demolition, repair, refurbishment and Refurbishment of existing buildings (all levels including basements) | 2019-12-19 | 2022-11-22 |  | Office | Yes | Heavy Refurbishment | 1950s | Grade II | 15617 | 43037 | 5466 | 175.6% | 32886 | New and retained basement | Reinforced Concrete |  |  |  | Load balancing at foundations | 3 | 3 | 3 |  | 1 |  | Arup |  |  |  | One Click LCA | Project 108 | 35% | 3 | Poultry Market And General Market And The Annexe Buildings West SmithfieldAssessment 1 - no decarbonisation
Princes Court - 7 Prince's Street | Assessment 1 - no decarbonisation | 1330 | City of London | EC2R 8AQ | 22/00158/FULMAJ | Planning Portal | Retention of superstructure RC frame and basement, 3 storeys of new light-weight structure added | 2022-02-28 | 2023-01-18 |  | Office & Retail |  | Light Refurbishment | 1970s | Not listed | 6318 | 7220 | 631.8 | 14.28% | 1533.8 | [6 empty] | 10 | 12 | 9 | 2 |  |  | Atelier Ten |  |  |  |  | Project 109 | 10% | 4 | Princes Court - 7 Prince's StreetAssessment 1 - no decarbonisation
Red Lion Court 46-48 Park Street | Assessment 1 - no decarbonisation | 928 | Southwark | SE1 9EQ | 22/AP/1602 | Planning Portal | Basement retained and extended by an additional level, re-use as many piles are possible. New 11-storey building with 2 cores | 2022-05-06 |  |  | Office | Yes | Substructure and/or Façade Retained |  |  | 17335 | 32965 | 17335 | 90.16% | 32965 | [7 empty] | 11 | 11 |  |  |  | Arup |  |  |  |  | Project 110 | 100% | 2 | Red Lion Court 46-48 Park StreetAssessment 1 - no decarbonisation
Royal Mint Court - Embassy House | Assessment 1 - no decarbonisation | 845 | Tower Hamlets | EC3N 4QN | PA/21/01327/A1 | Planning Portal | The building’s steel frame, reinforced concrete slabs and concrete encasements to the steel are largely retained. Substructure enhancements through addition of miniature piles, increasing size of pile caps and localised recasting of the basement slab is reusing existing substructure. | 2021-06-11 | 2023-02-10 | Not granted | Office & Retail |  | Light Refurbishment |  |  |  | 30791 | [10 empty] | 7 | 6 |  |  |  | Cundall |  |  |  |  | Project 111 |  | 4 | Royal Mint Court - Embassy HouseAssessment 1 - no decarbonisation
Royal Mint Court – Johnson Smirke Building | Assessment 1 - no decarbonisation | 908 | Tower Hamlets | EC3N 4QN | PA/21/01327/A1 | Planning Portal | refurbishment and restoration, grade II listed, New mechanical, electrical and public health services, enhanced insulation and secondary glazing. | 2021-06-11 | 2023-02-10 |  | Office & Retail |  | Retrofit |  |  |  | 5011 |  |  | 5011 | [6 empty] | 5 | 5 | 4 |  |  |  | Cundall |  |  |  |  | Project 112 |  | 5 | Royal Mint Court – Johnson Smirke BuildingAssessment 1 - no decarbonisation
Royal Mint Court - Seaman's Registry | Assessment 1 - no decarbonisation | 863 | Tower Hamlets | EC3N 4QN | PA/21/01327/A1 | Planning Portal | Retain the Grade-II listed façades, therefore only refurbished internally with enhanced insulation and secondary glazing. Only minimal refurbishment proposed, maximising retention of existing building fabric | 2021-06-11 | 2023-02-10 |  | Office & Retail |  | Retrofit |  |  |  | 8113 |  |  | 8113 | [6 empty] | 4 | 4 | 4 |  |  |  | Cundall |  |  |  |  | Project 113 |  | 5 | Royal Mint Court - Seaman's RegistryAssessment 1 - no decarbonisation
Royal Mint Court – Cultural Exchange | Assessment 1 - no decarbonisation | 1085 | Tower Hamlets | EC3N 4QN | PA/21/01327/A1 | Planning Portal | Majority of existing structure retained and repurposed, with localised demolition. | 2021-06-11 | 2023-02-10 | Not granted | Office & Retail |  | Light Refurbishment |  |  |  | 8238 | [9 empty] | 5 | 6 | 5 |  | 2 |  | Cundall |  |  |  |  | Project 114 |  | 4 | Royal Mint Court – Cultural ExchangeAssessment 1 - no decarbonisation
Royal Street Plot C | Assessment 1 - no decarbonisation | 1004 | Lambeth | SE1 7LL | 22/01206/EIAFUL | Planning Portal |  | 2022-04-21 |  |  | Office |  | New Build |  |  |  | 29022 |  |  | 29022 | [7 empty] | 15 | 15 |  |  |  | Arup |  |  |  |  | Project 115 | 100% | 1 | Royal Street Plot CAssessment 1 - no decarbonisation
Royal Street Plot D | Assessment 1 - no decarbonisation | 882 | Lambeth | SE1 7LL | 22/01206/EIAFUL | Planning Portal |  | 2022-04-21 |  |  | Office |  | New Build |  |  |  | 52380 |  |  | 52380 | [7 empty] | 15 | 14 |  |  |  | Arup |  |  |  |  | Project 116 | 100% | 1 | Royal Street Plot DAssessment 1 - no decarbonisation
Royal Street Plot E | Assessment 1 - no decarbonisation | 1042 | Lambeth | SE1 7LL | 22/01206/EIAFUL | Planning Portal | Partial reuse & Refurbishment, existing basement retained under existing building, new Refurbishments (horizontal) to retained Beckett House structure | 2022-04-21 |  |  | Office |  | Substructure and/or Façade Retained |  |  |  | 40705 |  |  | 40705 | [7 empty] | 16 | 15 |  |  |  | Arup |  |  |  |  | Project 117 |  | 2 | Royal Street Plot EAssessment 1 - no decarbonisation
Salisbury Square - Commercial Building | Assessment 1 - no decarbonisation | 1667 | City of London | EC4Y 8AP | 20/00907/FULEIA | Planning Portal | 150 year design life and heavy finishes | 2020-12-16 | 2021-07-30 |  | Office & Retail |  | New Build |  |  |  | 11357 |  |  | 11357 | [12 empty] | AECOM |  |  |  |  | Project 118 | 100% | 1 | Salisbury Square - Commercial BuildingAssessment 1 - no decarbonisation
Salisbury Square - Court Building | Assessment 1 - no decarbonisation | 1677 | City of London | EC4Y 8AP | 20/00907/FULEIA | Planning Portal | 150 year design life and heavy finishes | 2020-12-16 | 2021-07-30 |  | Office |  | New Build |  |  |  | 14556 |  |  | 14556 | [7 empty] | 12 | 7 |  |  |  | AECOM |  |  |  |  | Project 119 | 100% | 1 | Salisbury Square - Court BuildingAssessment 1 - no decarbonisation
Shepherd's Bush Market | Assessment 1 - no decarbonisation | 1037 | Hammersmith and Fulham | W12 8DF | 2023/01903/FUL | Planning Portal | Reconfigure site for public and vehicular access, new shops, new ground plus 8 storey building, new ground plus 5 storey building, works to facades of arches | 2023-04-26 |  |  | Office |  | New Build |  |  |  | 35823 |  |  | 35823 | [7 empty] | 8 | 8 |  |  |  | chapmanbdsp |  |  |  |  | Project 120 | 100% | 1 | Shepherd's Bush MarketAssessment 1 - no decarbonisation
Solomons Passage | Assessment 1 - no decarbonisation | 533 | Southwark | SE15 3UH | 20/AP/3285 | Planning Portal | Block A: Erection of 7-storey building, Block B+C: Erection of 6-storey building, basement and ground floor slab retained, Block D: Erection of partly 2, partly 4-storey building. | 2020-12-07 | 2022-04-20 |  | Residential (inc. student accomodation) | No | Substructure and/or Façade Retained |  | Not listed | 9678 | 13728 | 7498 | 41.85% | 11548 | [7 empty] | 6 | 6 | 6 |  |  | Create |  |  |  |  | Project 121 | 77.47% | 2 | Solomons PassageAssessment 1 - no decarbonisation
South Kensington Underground Station | Assessment 1 - no decarbonisation | 1710 | Kensington and Chelsea | SW7 2NB | PP/20/03216 | Planning Portal | Multiple buildings - reuse of street facing façade, retention of structure, some exisisting steel substructure elements reused. | 2020-06-11 | 2021-12-13 |  | Residential (inc. student accomodation) |  | Substructure and/or Façade Retained |  | Grade II* | 492 | 11905 | 492 | 2320% | 11905 | [12 empty] | Sweco |  |  |  |  | Project 122 | 100% | 2 | South Kensington Underground StationAssessment 1 - no decarbonisation
South Molton Triangle 40-46 Brook Street | Assessment 1 - no decarbonisation | 595 | Westminster | W1K 5LF | 22/04610/FULL | Planning Portal | Part demolition, excavation (including beneath Davies Mews), erection of new buildings and alterations to existing buildings comprising: redevelopment of 60 Brook Street; redevelopment of 48, 50, 56 and 58 Brook Street and 16 Davies Mews behind retained Brook Street facades at; redevelopment behind retained and partially reconstructed facade at 52-54 Brook Street; refurbishment with alterations and addition of turret and gables at 40-46 Brook Street and 40 South Molton Lane; redevelopment behind retained Davies Mews and South Molton Lane elevations and front roof at 1-7 Davies Mews and 28-30 South Molton Lane; refurbishment and alterations at 50 Davies Street; refurbishment with alterations and partial demolition and redevelopment of upper floors at 52-54 Davies Street; redevelopment behind reconstructed and extended facade at 56 Davies Street (including the removal and reinstatement of certain building features), and Brookfield House (44-48 Davies Street and 62 and 64 Brook Street); part demolition of ground floor and refurbishment at 10 South Molton Street; refurbishment and alterations at 15-25, 27 and 42 South Molton Street; all to provide a development of up to 9 storeys including Class B1 (Business), Class A1 (Shops), Class A3 (Restaurant and Cafes), Class A4 (Drinking Establishment), composite use comprising public house and guest accommodation (sui generis), Class C3 (Dwellinghouses), Community Infrastructure and Facilities, and Class C1 (Hotel) uses, improvements to public realm and pedestrian routes, servicing, ancillary plant and storage, cycle parking and other associated works | 2022-07-08 | 2023-04-19 | Granted | Hotel | Yes | Retrofit |  | Grade II |  | 3140 |  |  | 3140 | No new basement | [5 empty] | 6 | 6 | 5 |  |  |  | Twin and Earth | AKT II | Hoare Lea | Hopkins Architects | One Click LCA | Project 123 |  | 5 | South Molton Triangle 40-46 Brook StreetAssessment 1 - no decarbonisation
South Molton Triangle North Block | Assessment 1 - no decarbonisation | 927 | Westminster | W1K 5LF | 22/04610/FULL | Planning Portal | Part demolition, excavation (including beneath Davies Mews), erection of new buildings and alterations to existing buildings comprising: redevelopment of 60 Brook Street; redevelopment of 48, 50, 56 and 58 Brook Street and 16 Davies Mews behind retained Brook Street facades at; redevelopment behind retained and partially reconstructed facade at 52-54 Brook Street; refurbishment with alterations and addition of turret and gables at 40-46 Brook Street and 40 South Molton Lane; redevelopment behind retained Davies Mews and South Molton Lane elevations and front roof at 1-7 Davies Mews and 28-30 South Molton Lane; refurbishment and alterations at 50 Davies Street; refurbishment with alterations and partial demolition and redevelopment of upper floors at 52-54 Davies Street; redevelopment behind reconstructed and extended facade at 56 Davies Street (including the removal and reinstatement of certain building features), and Brookfield House (44-48 Davies Street and 62 and 64 Brook Street); part demolition of ground floor and refurbishment at 10 South Molton Street; refurbishment and alterations at 15-25, 27 and 42 South Molton Street; all to provide a development of up to 9 storeys including Class B1 (Business), Class A1 (Shops), Class A3 (Restaurant and Cafes), Class A4 (Drinking Establishment), composite use comprising public house and guest accommodation (sui generis), Class C3 (Dwellinghouses), Community Infrastructure and Facilities, and Class C1 (Hotel) uses, improvements to public realm and pedestrian routes, servicing, ancillary plant and storage, cycle parking and other associated works | 2022-07-08 | 2023-04-19 | Granted | Office | No | Substructure and/or Façade Retained | 1950s | Grade II |  | 10681 |  |  | 10681 | New and retained basement | [6 empty] | 11 | 11 |  |  |  | Twin and Earth | AKT II | Hoare Lea | Hopkins Architects | One Click LCA | Project 124 |  | 2 | South Molton Triangle North BlockAssessment 1 - no decarbonisation
South Molton Triangle Running Horse Pub | Assessment 1 - no decarbonisation | 307 | Westminster | W1K 5LF | 22/04610/FULL | Planning Portal | Part demolition, excavation (including beneath Davies Mews), erection of new buildings and alterations to existing buildings comprising: redevelopment of 60 Brook Street; redevelopment of 48, 50, 56 and 58 Brook Street and 16 Davies Mews behind retained Brook Street facades at; redevelopment behind retained and partially reconstructed facade at 52-54 Brook Street; refurbishment with alterations and addition of turret and gables at 40-46 Brook Street and 40 South Molton Lane; redevelopment behind retained Davies Mews and South Molton Lane elevations and front roof at 1-7 Davies Mews and 28-30 South Molton Lane; refurbishment and alterations at 50 Davies Street; refurbishment with alterations and partial demolition and redevelopment of upper floors at 52-54 Davies Street; redevelopment behind reconstructed and extended facade at 56 Davies Street (including the removal and reinstatement of certain building features), and Brookfield House (44-48 Davies Street and 62 and 64 Brook Street); part demolition of ground floor and refurbishment at 10 South Molton Street; refurbishment and alterations at 15-25, 27 and 42 South Molton Street; all to provide a development of up to 9 storeys including Class B1 (Business), Class A1 (Shops), Class A3 (Restaurant and Cafes), Class A4 (Drinking Establishment), composite use comprising public house and guest accommodation (sui generis), Class C3 (Dwellinghouses), Community Infrastructure and Facilities, and Class C1 (Hotel) uses, improvements to public realm and pedestrian routes, servicing, ancillary plant and storage, cycle parking and other associated works | 2022-07-08 | 2023-04-19 | Granted | Hotel | No | Light Refurbishment | 1840s | Grade II | 619 | 668 | 0 | 7.916% | 49 | New and retained basement | [5 empty] | 5 | 5 | 5 |  |  |  | Twin and Earth | AKT II | Hoare Lea | Hopkins Architects | One Click LCA | Project 125 | 0% | 4 | South Molton Triangle Running Horse PubAssessment 1 - no decarbonisation
South Molton Triangle SMS and Browns | Assessment 1 - no decarbonisation | 632 | Westminster | W1K 5LF | 22/04610/FULL | Planning Portal | Part demolition, excavation (including beneath Davies Mews), erection of new buildings and alterations to existing buildings comprising: redevelopment of 60 Brook Street; redevelopment of 48, 50, 56 and 58 Brook Street and 16 Davies Mews behind retained Brook Street facades at; redevelopment behind retained and partially reconstructed facade at 52-54 Brook Street; refurbishment with alterations and addition of turret and gables at 40-46 Brook Street and 40 South Molton Lane; redevelopment behind retained Davies Mews and South Molton Lane elevations and front roof at 1-7 Davies Mews and 28-30 South Molton Lane; refurbishment and alterations at 50 Davies Street; refurbishment with alterations and partial demolition and redevelopment of upper floors at 52-54 Davies Street; redevelopment behind reconstructed and extended facade at 56 Davies Street (including the removal and reinstatement of certain building features), and Brookfield House (44-48 Davies Street and 62 and 64 Brook Street); part demolition of ground floor and refurbishment at 10 South Molton Street; refurbishment and alterations at 15-25, 27 and 42 South Molton Street; all to provide a development of up to 9 storeys including Class B1 (Business), Class A1 (Shops), Class A3 (Restaurant and Cafes), Class A4 (Drinking Establishment), composite use comprising public house and guest accommodation (sui generis), Class C3 (Dwellinghouses), Community Infrastructure and Facilities, and Class C1 (Hotel) uses, improvements to public realm and pedestrian routes, servicing, ancillary plant and storage, cycle parking and other associated works | 2022-07-08 | 2023-04-19 | Granted | Commercial & Residential | Yes | Retrofit |  | Grade II |  | 4628 |  |  | 4628 | No new basement | [5 empty] | 6 | 6 | 5 |  |  |  | Twin and Earth | AKT II | Hoare Lea | Hopkins Architects | One Click LCA | Project 126 |  | 5 | South Molton Triangle SMS and BrownsAssessment 1 - no decarbonisation
South Molton Triangle South Block | Assessment 1 - no decarbonisation | 830 | Westminster | W1K 5LF | 22/04610/FULL | Planning Portal | Part demolition, excavation (including beneath Davies Mews), erection of new buildings and alterations to existing buildings comprising: redevelopment of 60 Brook Street; redevelopment of 48, 50, 56 and 58 Brook Street and 16 Davies Mews behind retained Brook Street facades at; redevelopment behind retained and partially reconstructed facade at 52-54 Brook Street; refurbishment with alterations and addition of turret and gables at 40-46 Brook Street and 40 South Molton Lane; redevelopment behind retained Davies Mews and South Molton Lane elevations and front roof at 1-7 Davies Mews and 28-30 South Molton Lane; refurbishment and alterations at 50 Davies Street; refurbishment with alterations and partial demolition and redevelopment of upper floors at 52-54 Davies Street; redevelopment behind reconstructed and extended facade at 56 Davies Street (including the removal and reinstatement of certain building features), and Brookfield House (44-48 Davies Street and 62 and 64 Brook Street); part demolition of ground floor and refurbishment at 10 South Molton Street; refurbishment and alterations at 15-25, 27 and 42 South Molton Street; all to provide a development of up to 9 storeys including Class B1 (Business), Class A1 (Shops), Class A3 (Restaurant and Cafes), Class A4 (Drinking Establishment), composite use comprising public house and guest accommodation (sui generis), Class C3 (Dwellinghouses), Community Infrastructure and Facilities, and Class C1 (Hotel) uses, improvements to public realm and pedestrian routes, servicing, ancillary plant and storage, cycle parking and other associated works | 2022-07-08 | 2023-04-19 | Granted | Office | No | Substructure and/or Façade Retained | 1920s | Not listed |  | 13259 |  |  | 13259 | New and retained basement | [6 empty] | 11 | 11 |  |  |  | Twin and Earth | AKT II | Hoare Lea | Hopkins Architects | One Click LCA | Project 127 |  | 2 | South Molton Triangle South BlockAssessment 1 - no decarbonisation
Suthring House, 216-220 Blackfriars Road | Assessment 1 - no decarbonisation | 672 | Southwark | SE1 9JU | 20/AP/3250 | Planning Portal | Part 22 and part15 storeys + 3 basement levels, | 2020-11-03 | 2022-07-20 |  | Commercial & Residential |  | New Build |  |  |  | 39612 |  |  | 39612 | [7 empty] | 25 | 22 |  |  |  | WSP |  |  |  |  | Project 129 | 100% | 1 | Suthring House, 216-220 Blackfriars RoadAssessment 1 - no decarbonisation
Thavies Inn House - 3 - 4 Holborn Circus | Assessment 1 - no decarbonisation | 1059 | City of London | EC1N 2HA | 21/00885/FULMAJ | Planning Portal |  | 2021-10-14 | 2022-12-02 |  | Office & Retail |  | New Build |  |  |  | 12102 |  |  | 12102 | [7 empty] | 10 | 1 |  |  |  | Sweco |  |  |  |  | Project 130 | 100% | 1 | Thavies Inn House - 3 - 4 Holborn CircusAssessment 1 - no decarbonisation
The London Television Centre | Assessment 1 - no decarbonisation | 1342 | Lambeth | SE1 9LT | 21/02668/EIAFUL | Planning Portal | 14-storey tower connected by 6-storey podium, ground-level public realm | 2021-07-05 |  |  | Office |  | New Build |  |  |  | 93226 |  |  | 93226 | [7 empty] | 14 | 14 |  |  |  | Arup |  |  |  |  | Project 131 | 100% | 1 | The London Television CentreAssessment 1 - no decarbonisation
The Rex (Option 1) | Assessment 1 - no decarbonisation | 619 | Kingston | KT1 1QT | 21/02313/FUL | Planning Portal | Recladding and internal reconfiguration of existing building with Refurbishments (3 upper floors to Clarence Street and full height Refurbishments up to 9 storeys to the rear) to create 202 no. co-living units (sui generis) (in place of 64 no. student rooms (sui generis)) with retention of 4 no. ground floor commercial units (Class E), creation of new café (Class E) and co-working areas (Class E) at ground floor with internal and external residential amenity spaces, bike storage, refuse, disabled car parking, service yard and new basement plant room. | 2021-07-14 | 2022-08-02 | Granted | Commercial & Residential | No | Heavy Refurbishment |  |  | 3124 | 8822 | 1163 | 182.4% | 6861 | [6 empty] | 6 | 10 | 9 | 4 |  |  | HTA Architects |  | HTA Architects | HTA Architects | eTool LCD | Project 132 | 37.23% | 3 | The Rex (Option 1)Assessment 1 - no decarbonisation
The Yard Theatre | Assessment 1 - no decarbonisation | 812 | LLDC | E9 5EN | 23/00283/FUL | Planning Portal | Partial demolition of buildings and the Refurbishment of existing Theatre (Use Class Sui Generis) for new two storey theatre auditorium, young artist (community spaces) and with associated access and servicing arrangements. | 2023-07-17 |  | Pending | Commercial & Residential | Yes | Heavy Refurbishment | 2010s | Not listed | 754 | 894 | 0 | 18.57% | 140 | No new basement | None | Steel |  | Bracing |  | 2 | 2 | 2 |  | 2 |  | Twin and Earth | Momentum | Ritchie and Daffin | Takero Shimazaki Architects | One Click LCA | Project 133 | 0% | 3 | The Yard TheatreAssessment 1 - no decarbonisation
Victoria House | Assessment 1 - no decarbonisation | 1009 | Greenwich | SE18 4LH | 23/2747/F | Planning Portal | Partial demolition of the existing building and addition of rear, third floor of accommodation, and basement Refurbishments with retention of the existing front façade, gable ends and part of the rear façade for a change of use from Sui Generis to provide a care home (Use Class C2), with parking, access, landscaping and other associated works Description for consultation purposes: Retention of the existing front façade and gable ends and partial demolition and three-storey Refurbishment of the rear façade of Victoria House (Locally Listed building), which will be partially over Metropolitan Open Land (MOL), in order to provide a 72 bedroom 3,900 sqm (GIA) Care Home with residential care for the elderly (Use Class C2), which is a change of use from Sui Generis, including associated basement Refurbishment, access, parking, lighting, landscaping and tree removal and planting around the site (This is a Departure from the Development Plan). (This development is within the Woolwich Common Conservation Area and may impact on the setting of the Grade II Listed Royal Herbert Military Hospital). | 2023-10-13 |  | Pending | Residential (inc. student accomodation) | Yes | Substructure and/or Façade Retained | 1900s | Local | 1604 | 3900 | 1604 | 143.1% | 3900 | New | [5 empty] | 3 | 4 | 3 | 1 |  |  | Hodkinson |  |  | Harris Irwin Associates | One Click LCA | Project 136 | 100% | 2 | Victoria HouseAssessment 1 - no decarbonisation
Vine Lane | Assessment 1 - no decarbonisation | 1263 | Camden | WC1V 6PB | 2023/2510/P | Planning Portal |  | 2023-06-27 |  |  | Commercial & Residential |  | New Build |  |  | 0 | 2449 | 0 |  | 2449 | [7 empty] | 5 | 5 |  |  |  | Scotch Partners |  |  |  |  | Project 137 | 100% | 1 | Vine LaneAssessment 1 - no decarbonisation
Warnford Court | Assessment 1 - no decarbonisation | 1035 | City of London | EC2N 2AT | 23/00145/FULMAJ | Planning Portal | Demolition of the fourth and fifth floors, and construction of a part four-part five storey Refurbishment to create a seven storey building for office (Class E) use; creation of roof top plant and terrace space; alterations to the facades and creation of new entrances, provision of cycle parking and end of journey facilities and creation of external amenity terraces. ¦ Warnford Court 29 Throgmorton Street London EC2N 2AT | 2023-02-07 |  | Pending | Office | No | Heavy Refurbishment | 1880s | Not listed | 6795 | 9108 | 1881 | 34.04% | 4194 | New and retained basement | Masonry and steel | Reinforced Concrete | RC Cores / shear walls | RC Cores / shear walls | Capacity enhancement | 5 | 5 | 7 | 5 |  | None required | Arup | Heyne Tillet Steel | Arup | Carmody Groarke | One Click LCA | Project 138 | 27.68% | 3 | Warnford CourtAssessment 1 - no decarbonisation
Waterloo Hub Hotel development - 54 Kennington Road | Assessment 1 - no decarbonisation | 521 | Lambeth | SE1 7BJ | 21/02475/FUL | Planning Portal | Partial demolition of existing hotel, six and seven storey rear Refurbishments, and single storey roof Refurbishment to existing building and new 13 storey tower | 2021-06-21 | 2022-10-28 |  | Hotel | No | Heavy Refurbishment |  | Not listed | 5192 | 14125 |  | 172.1% | 8933 | [7 empty] | 13 | 13 | 1 | 13 |  | Elementa |  |  |  |  | Project 139 | 0% | 3 | Waterloo Hub Hotel development - 54 Kennington RoadAssessment 1 - no decarbonisation
Formulas:
Submission date = IF(VLOOKUP(Table3512[[#This Row],[Site name]],Table3[],7)=0,"",VLOOKUP(Table3512[[#This Row],[Site name]],Table3[],7))
Decision date = IF(VLOOKUP(Table3512[[#This Row],[Site name]],Table3[],8)=0,"",VLOOKUP(Table3512[[#This Row],[Site name]],Table3[],8))

## LCA A1-A5 breakdown
Site name | Sequestration | A1-A5 carbon emissions per GIA | Borough | Postcode | Planning reference number | Data source | Description | Submission date | Decision date | Final decision | Building typology | Change of use | Classification | Existing building construction date | Listed status | GIA existing | GIA new | GIA demolished | GIA % increase | GIA added new | Basement retention | Existing structural frame | New structural frame | Existing stability system | New stability system | Loading treatment | Existing storeys | New storeys | Above ground stories | Added stories (V) | Added stories (H) | Fire intervention | LCA author / Sustainability consultant | Structural engineer | MEP Engineer | Architect | LCA Software | Project Ref | % demo | Class Ref
1 Appold Street | Excluding sequestration | 415 | City of London | EC2M 2QT | 22/01200/FULMAJ | Planning Portal | Partial demolition of existing building. Retention and Refurbishment of existing structure - provide 14-storey. Retention of existing gym and swimming pool at basement level | 2022-12-12 |  | Pending | Office | Yes | Heavy Refurbishment | 1980s | Not listed | 28992 | 51869 | 12718 | 78.91% | 35595 | No new basement | Steel | Steel |  |  |  | 10 | 16 | 14 | 6 |  |  | Hilson Moran | AKT II | MTT | Piercy & Company | One Click LCA | Project 1 | 43.87% | 3
1 Appold Street | Including sequestration | 392 | City of London | EC2M 2QT | 22/01200/FULMAJ | Planning Portal | Partial demolition of existing building. Retention and Refurbishment of existing structure - provide 14-storey. Retention of existing gym and swimming pool at basement level | 2022-12-12 |  | Pending | Office | Yes | Heavy Refurbishment | 1980s | Not listed | 28992 | 51869 | 12718 | 78.91% | 35595 | No new basement | Steel | Steel |  |  |  | 10 | 16 | 14 | 6 |  |  | Hilson Moran | AKT II | MTT | Piercy & Company | One Click LCA | Project 1 | 43.87% | 3
1 Exchange Square London | Excluding sequestration | 472 | City of London | EC2A 2JN | 21/00930/FULMAJ | Planning Portal | art demolition of the site for the refurbishment and Refurbishment to the existing facade facing onto Exchange square and upper levels; External alterations and improvements to facades facing onto Bishopsgate and at ground floor including new main entrance and new retail frontages; public realm improvements fronting Bishopsgate including new steps, seating and accessibility improvements; Increased height and widening of Exchange Arcade; creation of a new outdoor retail pavilion terrace to level 1; creation of west Refurbishment terraces; creation of wing Refurbishment terraces; provision of external terraces for occupants at levels 4, 8, 9, 10, 11, 12 and roof terrace on level 13; provision of cycle storage and other works incidental to the development (9,920 sq.m). | 2021-10-27 | 2023-06-14 | Granted | Office & Retail | No | Heavy Refurbishment | 1990s | Not listed | 49262 | 58903 | 0 | 19.57% | 9641 | No new basement | [5 empty] | 15 | 15 | 14 |  |  |  | Sweco | Heyne Tillet Steel | Sweco | Fletcher Priest Architects | One Click LCA | Project 2 | 0% | 3
1 Exchange Square London | Including sequestration | 469 | City of London | EC2A 2JN | 21/00930/FULMAJ | Planning Portal | art demolition of the site for the refurbishment and Refurbishment to the existing facade facing onto Exchange square and upper levels; External alterations and improvements to facades facing onto Bishopsgate and at ground floor including new main entrance and new retail frontages; public realm improvements fronting Bishopsgate including new steps, seating and accessibility improvements; Increased height and widening of Exchange Arcade; creation of a new outdoor retail pavilion terrace to level 1; creation of west Refurbishment terraces; creation of wing Refurbishment terraces; provision of external terraces for occupants at levels 4, 8, 9, 10, 11, 12 and roof terrace on level 13; provision of cycle storage and other works incidental to the development (9,920 sq.m). | 2021-10-27 | 2023-06-14 | Granted | Office & Retail | No | Heavy Refurbishment | 1990s | Not listed | 49262 | 58903 | 0 | 19.57% | 9641 | No new basement | [5 empty] | 15 | 15 | 14 |  |  |  | Sweco | Heyne Tillet Steel | Sweco | Fletcher Priest Architects | One Click LCA | Project 2 | 0% | 3
1 Museum Street | Including sequestration | 723 | Camden | WC1A 1JR | 2023/2510/P | Planning Portal | Redevelopment of Selkirk House, 166 High Holborn and 1 Museum Street following the substantial demolition of the existing NCP car park and former Travelodge Hotel to provide a mixed-use scheme, providing office, residential, and town centre uses at ground floor level. Works of part-demolition and refurbishment to 10-12 Museum Street, 35-41 New Oxford Street, and 16A-18 West Central Street to provide further town centre ground floor uses and residential floorspace, including affordable housing provision. Provision of new public realm including a new pedestrian route through the site to link West Central Street with High Holborn. Relocation of cycle hire docking stations on High Holborn. | 2023-06-27 |  | Pending | Office & Retail | Yes | New Build | 1960s | Not listed | 18841 | 24791 | 18841 | 31.58% | 24791 | New and retained basement | Reinforced Concrete | Reinforced Concrete |  |  |  | 17 | 19 | 17 | 2 |  |  | Scotch Partners | Heyne Tillet Steel | Scotch Partners | DSDHA | One Click LCA | Project 4 | 100% | 1
1 Museum Street | Excluding sequestration | 752 | Camden | WC1A 1JR | 2023/2510/P | Planning Portal | Redevelopment of Selkirk House, 166 High Holborn and 1 Museum Street following the substantial demolition of the existing NCP car park and former Travelodge Hotel to provide a mixed-use scheme, providing office, residential, and town centre uses at ground floor level. Works of part-demolition and refurbishment to 10-12 Museum Street, 35-41 New Oxford Street, and 16A-18 West Central Street to provide further town centre ground floor uses and residential floorspace, including affordable housing provision. Provision of new public realm including a new pedestrian route through the site to link West Central Street with High Holborn. Relocation of cycle hire docking stations on High Holborn. | 2023-06-27 |  | Pending | Office & Retail | Yes | New Build | 1960s | Not listed | 18841 | 24791 | 18841 | 31.58% | 24791 | New and retained basement | Reinforced Concrete | Reinforced Concrete |  |  |  | 17 | 19 | 17 | 2 |  |  | Scotch Partners | Heyne Tillet Steel | Scotch Partners | DSDHA | One Click LCA | Project 4 | 100% | 1
1 Southwark Bridge Road | Excluding sequestration | 346 | Southwark | EC4R 1QS | 21/AP/0599 | Planning Portal | Exising building enhanced and re-clad. Façade and roof coverings replaced, additional storey at roof level, infill Refurbishments | 2021-02-22 | 2022-07-13 | Granted | Office | No | Light Refurbishment | 1980s | Not listed | 18636 | 21363 | 0 | 14.63% | 2727 | No new basement | Reinforced Concrete |  |  |  |  | 7 | 8 | 8 | 1 |  |  | Hurley Palmer Flatt | Webb Yates | Hurley Palmer Flatt | BDG architecture + design | One Click LCA | Project 5 | 0% | 4
1 Southwark Bridge Road | Including sequestration | 312 | Southwark | EC4R 1QS | 21/AP/0599 | Planning Portal | Exising building enhanced and re-clad. Façade and roof coverings replaced, additional storey at roof level, infill Refurbishments | 2021-02-22 | 2022-07-13 | Granted | Office | No | Light Refurbishment | 1980s | Not listed | 18636 | 21363 | 0 | 14.63% | 2727 | No new basement | Reinforced Concrete |  |  |  |  | 7 | 8 | 8 | 1 |  |  | Hurley Palmer Flatt | Webb Yates | Hurley Palmer Flatt | BDG architecture + design | One Click LCA | Project 5 | 0% | 4
100 And 108 Fetter Lane | Including sequestration | 661 | City of London | EC4A 1ES | 21/00534/FULMAJ | Planning Portal | Demolition of 100 Fetter Lane and construction of a new building for office use (Class E) and a flexible commercial unit (Class E(a)(b)(c)(d)), comprising a basement level, ground, mezzanine and 12 upper storeys plus roof plant level, creation of a new pedestrian route and pocket square at ground level, ancillary cycle parking, servicing, plant and enabling works. | 2021-06-18 | 2021-09-29 | Granted | Office | No | New Build | 1950s | Not listed | 6392 | 13553 | 6392 | 112% | 13553 | New | Steel | Reinforced Concrete |  |  |  | 9 | 14 | 13 | 5 |  |  | Waterman Group | Waterman Group | Waterman Group | Fletcher Priest Architects | One Click LCA | Project 8 | 100% | 1
100 And 108 Fetter Lane | Excluding sequestration | 674 | City of London | EC4A 1ES | 21/00534/FULMAJ | Planning Portal | Demolition of 100 Fetter Lane and construction of a new building for office use (Class E) and a flexible commercial unit (Class E(a)(b)(c)(d)), comprising a basement level, ground, mezzanine and 12 upper storeys plus roof plant level, creation of a new pedestrian route and pocket square at ground level, ancillary cycle parking, servicing, plant and enabling works. | 2021-06-18 | 2021-09-29 | Granted | Office | No | New Build | 1950s | Not listed | 6392 | 13553 | 6392 | 112% | 13553 | New | Steel | Reinforced Concrete |  |  |  | 9 | 14 | 13 | 5 |  |  | Waterman Group | Waterman Group | Waterman Group | Fletcher Priest Architects | One Click LCA | Project 8 | 100% | 1
100 Grays Inn Road | Excluding sequestration | 404 | Camden | WC1X 8AL | 2022/4259/P | Planning Portal | Demolition of 100 Gray’s Inn Road and 127 Clerkenwell Road and the erection of a mixed-use office led (Class E) development comprising a basement, ground plus eight storey building for flexible retail / restaurant / office uses at ground floor and basement (Class E), basement excavation, provision of roof terraces, external plant equipment and enclosures, servicing bay, waste storage, cycle parking, public realm works; partial demolition and Refurbishment of 88 Gray’s Inn Road for use of the upper floors for housing (Class C3) and ground floor as offices (Class E) with associated external alterations and associated works. | 2022-10-11 |  | Pending | Office & Retail | Yes | Substructure and/or Façade Retained | 1960s | Not listed | 7893 | 12747 | 7893 | 61.5% | 12747 | No new basement | Reinforced Concrete | Timber |  |  |  | 9 | 12 | 11 | 3 |  |  | Max Fordham | Heyne Tillet Steel | Max Fordham | Piercy & Company | One Click LCA | Project 9 | 100% | 2
100 Grays Inn Road | Including sequestration | 221 | Camden | WC1X 8AL | 2022/4259/P | Planning Portal | Demolition of 100 Gray’s Inn Road and 127 Clerkenwell Road and the erection of a mixed-use office led (Class E) development comprising a basement, ground plus eight storey building for flexible retail / restaurant / office uses at ground floor and basement (Class E), basement excavation, provision of roof terraces, external plant equipment and enclosures, servicing bay, waste storage, cycle parking, public realm works; partial demolition and Refurbishment of 88 Gray’s Inn Road for use of the upper floors for housing (Class C3) and ground floor as offices (Class E) with associated external alterations and associated works. | 2022-10-11 |  | Pending | Office & Retail | Yes | Substructure and/or Façade Retained | 1960s | Not listed | 7893 | 12747 | 7893 | 61.5% | 12747 | No new basement | Reinforced Concrete | Timber |  |  |  | 9 | 12 | 11 | 3 |  |  | Max Fordham | Heyne Tillet Steel | Max Fordham | Piercy & Company | One Click LCA | Project 9 | 100% | 2
100 New Bridge Street | Excluding sequestration | 461 | City of London | EC4V 6JJ | 22/00748/FULMAJ | Planning Portal | Maximum retention + Refurbishment, 85% of RC walls and other structural components retained, 90% of floor and metal deck retained. | 2022-08-11 | 2023-06-29 | Granted | Office & Retail | No | Light Refurbishment | 1990s | Not listed | 20384 | 23393 |  | 14.76% | 3009 |  | Steel |  |  |  |  | 11 | 12 | 11 | 1 |  |  | Long and Partners | Waterman Group | Long and Partners | Gensler | Sturgis Carbon Calculator | Project 10 | 0% | 4
100 New Bridge Street | Including sequestration |  | City of London | EC4V 6JJ | 22/00748/FULMAJ | Planning Portal | Maximum retention + Refurbishment, 85% of RC walls and other structural components retained, 90% of floor and metal deck retained. | 2022-08-11 | 2023-06-29 | Granted | Office & Retail | No | Light Refurbishment | 1990s | Not listed | 20384 | 23393 |  | 14.76% | 3009 |  | Steel |  |  |  |  | 11 | 12 | 11 | 1 |  |  | Long and Partners | Waterman Group | Long and Partners | Gensler | Sturgis Carbon Calculator | Project 10 | 0% | 4
101 Whitechapel High Street | Excluding sequestration | 1007 | Tower Hamlets | E1 7RA | PA/20/02726/R | Planning Portal | Demolition of 101 Whitechapel High Street, 2 ? 6 Commercial Street and the western annex of the Canon Barnett Primary School; partial demolition and partial retention of 102 - 105 Whitechapel High Street (with internal alterations); and redevelopment to provide a building ranging from ground plus 4-14 storeys, comprising office and retail (Class E); relocation and expansion of the existing school playground; associated cycle parking, hard and soft landscaping another associated works. | 2021-01-12 | 2022-02-22 | Not granted | Office | Yes | Heavy Refurbishment | 1900s | Not listed | 7366 | 40772 | 4693 | 453.5% | 38099 | New | [5 empty] | 5 | 18 | 15 | 13 |  |  | Buro Happold | Buro Happold | Buro Happold | Foster + Partners | One Click LCA | Project 11 | 63.71% | 3
101 Whitechapel High Street | Including sequestration | 921 | Tower Hamlets | E1 7RA | PA/20/02726/R | Planning Portal | Demolition of 101 Whitechapel High Street, 2 ? 6 Commercial Street and the western annex of the Canon Barnett Primary School; partial demolition and partial retention of 102 - 105 Whitechapel High Street (with internal alterations); and redevelopment to provide a building ranging from ground plus 4-14 storeys, comprising office and retail (Class E); relocation and expansion of the existing school playground; associated cycle parking, hard and soft landscaping another associated works. | 2021-01-12 | 2022-02-22 | Not granted | Office | Yes | Heavy Refurbishment | 1900s | Not listed | 7366 | 40772 | 4693 | 453.5% | 38099 | New | [5 empty] | 5 | 18 | 15 | 13 |  |  | Buro Happold | Buro Happold | Buro Happold | Foster + Partners | One Click LCA | Project 11 | 63.71% | 3
115 - 123 Houndsditch | Excluding sequestration | 421 | City of London | EC3A 7BR | 21/00622/FULEIA | Planning Portal | Demolition of existing buildings and construction of a new building comprising four basement levels (plus one basement mezzanine), ground floor plus 23 upper storeys, including office use (Class E), flexible retail / cafe use (Class E); community space (Sui Generis), ancillary basement cycle parking, servicing and plant; new public realm and highway works; and other works associated with the development. ¦ 115 - 123 Houndsditch London EC3A 7BU | 2021-07-19 | 2022-02-01 | Granted | Office & Retail | No | New Build | 1980s | Not listed | 14326 | 66881 | 14326 | 366.9% | 66881 | New | [5 empty] | 7 | 28 | 24 | 22 |  |  | Atelier Ten | AKT II | Norman, Disney & Young | Allford Hall Monaghan Morris | One Click LCA | Project 12 | 100% | 1
115 - 123 Houndsditch | Including sequestration |  | City of London | EC3A 7BR | 21/00622/FULEIA | Planning Portal | Demolition of existing buildings and construction of a new building comprising four basement levels (plus one basement mezzanine), ground floor plus 23 upper storeys, including office use (Class E), flexible retail / cafe use (Class E); community space (Sui Generis), ancillary basement cycle parking, servicing and plant; new public realm and highway works; and other works associated with the development. ¦ 115 - 123 Houndsditch London EC3A 7BU | 2021-07-19 | 2022-02-01 | Granted | Office & Retail | No | New Build | 1980s | Not listed | 14326 | 66881 | 14326 | 366.9% | 66881 | New | [5 empty] | 7 | 28 | 24 | 22 |  |  | Atelier Ten | AKT II | Norman, Disney & Young | Allford Hall Monaghan Morris | One Click LCA | Project 12 | 100% | 1
120 Fleet Street | Excluding sequestration | 675 | City of London | EC4A 2BE | 21/00538/FULEIA | Planning Portal | Demolition of existing River Court building, part demolition of basement and foundations, erection of new building with 2 basement levels and ground floor plus 20-storeys. Change of use of Daily Express Building alterations/refurbishment to listed building. | 2021-10-26 | 2021-10-26 |  | Office | Yes | Heavy Refurbishment | 1930s | Grade II* | 58818 | 74065.1667 | 54427.1667 | 25.92% | 69674.3333 | New and retained basement | Reinforced Concrete | Steel |  |  | Minimal intervention | 7 | 23 | 21 | 1 | 21 |  | chapmanbdsp | AKT II | chapmanbdsp | Bjarke Ingels Group | One Click LCA | Project 13 | 92.53% | 3
120 Fleet Street | Including sequestration |  | City of London | EC4A 2BE | 21/00538/FULEIA | Planning Portal | Demolition of existing River Court building, part demolition of basement and foundations, erection of new building with 2 basement levels and ground floor plus 20-storeys. Change of use of Daily Express Building alterations/refurbishment to listed building. | 2021-10-26 | 2021-10-26 |  | Office | Yes | Heavy Refurbishment | 1930s | Grade II* | 58818 | 74065.1667 | 54427.1667 | 25.92% | 69674.3333 | New and retained basement | Reinforced Concrete | Steel |  |  | Minimal intervention | 7 | 23 | 21 | 1 | 21 |  | chapmanbdsp | AKT II | chapmanbdsp | Bjarke Ingels Group | One Click LCA | Project 13 | 92.53% | 3
14-21 Holborn Viaduct | Excluding sequestration | 665 | City of London | EC1A 2DE | 21/00755/FULMAJ | Planning Portal | Demolition of existing buildings at 14-21 Holborn Viaduct, 34-35 and 32-33A Farringdon Street, and construction of a new building arranged over 2 basement levels, ground and 10 upper floors to Holborn Viaduct and 12 upper floors to Farringdon Street to provide a new Commercial, Business and Service (Class E) building; new publicly accessible lift to provide step-free access between Holborn Viaduct and Farringdon Street; hard and soft landscaping works and other works incidental to the development. | 2021-09-03 | 2022-02-07 | Granted | Office & Retail | No | Substructure and/or Façade Retained | 1920s | Not listed | 16944 | 35948 |  | 112.2% | 19004 | [6 empty] | 11 | 15 | 13 | 4 |  |  | Hilson Moran | Heyne Tillet Steel | Hilson Moran | PLP Architecture | eTool LCD | Project 14 | 0% | 2
14-21 Holborn Viaduct | Including sequestration | 658 | City of London | EC1A 2DE | 21/00755/FULMAJ | Planning Portal | Demolition of existing buildings at 14-21 Holborn Viaduct, 34-35 and 32-33A Farringdon Street, and construction of a new building arranged over 2 basement levels, ground and 10 upper floors to Holborn Viaduct and 12 upper floors to Farringdon Street to provide a new Commercial, Business and Service (Class E) building; new publicly accessible lift to provide step-free access between Holborn Viaduct and Farringdon Street; hard and soft landscaping works and other works incidental to the development. | 2021-09-03 | 2022-02-07 | Granted | Office & Retail | No | Substructure and/or Façade Retained | 1920s | Not listed | 16944 | 35948 |  | 112.2% | 19004 | [6 empty] | 11 | 15 | 13 | 4 |  |  | Hilson Moran | Heyne Tillet Steel | Hilson Moran | PLP Architecture | eTool LCD | Project 14 | 0% | 2
15 Minories, 57-60 & 62 Aldgate High Street And 1 Little Somerset Street | Including sequestration | 797 | City of London | EC3N 1BJ | 16/00406/FULMAJ | Planning Portal | Demolition of existing buildings and erection of a mixed use building with 3 basement levels | 2016-04-15 |  | Pending | Office | No | New Build | 1970s | Not listed | 20231 | 32613 | 20231 | 61.2% | 32613 | New | [6 empty] | 14 | 13 |  |  |  | Hoare Lea | WSP | Hoare Lea | ACME | One Click LCA | Project 16 | 100% | 1
15 Minories, 57-60 & 62 Aldgate High Street And 1 Little Somerset Street | Excluding sequestration | 801 | City of London | EC3N 1BJ | 16/00406/FULMAJ | Planning Portal | Demolition of existing buildings and erection of a mixed use building with 3 basement levels | 2016-04-15 |  | Pending | Office | No | New Build | 1970s | Not listed | 20231 | 32613 | 20231 | 61.2% | 32613 | New | [6 empty] | 14 | 13 |  |  |  | Hoare Lea | WSP | Hoare Lea | ACME | One Click LCA | Project 16 | 100% | 1
15-17 Eldon Street | Excluding sequestration | 372 | City of London | EC2M 7LD | 21/00282/FULMAJ | Planning Portal | Demolition of 5th floor level and Eldon Street facade. Refurbishment and refurbishment of the existing Class E use building to provide a replacement 5th floor level, additional 6th, 7th and 8th floor levels and new facade to Eldon Street. I | 2021-04-09 | 2023-02-14 | Granted | Office | No | Heavy Refurbishment | 1980s | Not listed | 4161 | 5890 | 1009 | 41.55% | 2738 | No new basement | Reinforced Concrete | Steel | RC Cores / shear walls | RC Cores / shear walls | Load balancing at all levels | 7 | 11 | 9 | 4 |  |  | Verte | Frankham Consultancy Group | Butler and Young Associates | Gort Scott |  | Project 17 | 24.25% | 3
15-17 Eldon Street | Including sequestration | 365 | City of London | EC2M 7LD | 21/00282/FULMAJ | Planning Portal | Demolition of 5th floor level and Eldon Street facade. Refurbishment and refurbishment of the existing Class E use building to provide a replacement 5th floor level, additional 6th, 7th and 8th floor levels and new facade to Eldon Street. I | 2021-04-09 | 2023-02-14 | Granted | Office | No | Heavy Refurbishment | 1980s | Not listed | 4161 | 5890 | 1009 | 41.55% | 2738 | No new basement | Reinforced Concrete | Steel | RC Cores / shear walls | RC Cores / shear walls | Load balancing at all levels | 7 | 11 | 9 | 4 |  |  | Verte | Frankham Consultancy Group | Butler and Young Associates | Gort Scott |  | Project 17 | 24.25% | 3
1-5 Lower Marsh | Excluding sequestration | 480 | Lambeth | SE1 7NT | 23/00357/FUL | Planning Portal | 2 storeys added supported by existing structure's 4th floor slab, small area of 5th floor slab demolished and replaced, small ground floor Refurbishment, façade alterations | 2023-02-02 |  | Pending | Office | No | Heavy Refurbishment | 1990s | Not listed | 4927 | 6294 | 132 | 27.75% | 1499 | No new basement | Reinforced Concrete |  | RC Cores / shear walls |  |  | 6 | 8 | 7 | 2 |  |  | Sweco | Davis Maguire | Sweco | Fathom | One Click LCA | Project 15 | 2.679% | 3
1-5 Lower Marsh | Including sequestration |  | Lambeth | SE1 7NT | 23/00357/FUL | Planning Portal | 2 storeys added supported by existing structure's 4th floor slab, small area of 5th floor slab demolished and replaced, small ground floor Refurbishment, façade alterations | 2023-02-02 |  | Pending | Office | No | Heavy Refurbishment | 1990s | Not listed | 4927 | 6294 | 132 | 27.75% | 1499 | No new basement | Reinforced Concrete |  | RC Cores / shear walls |  |  | 6 | 8 | 7 | 2 |  |  | Sweco | Davis Maguire | Sweco | Fathom | One Click LCA | Project 15 | 2.679% | 3
175 Bishopsgate/Exchange Square | Excluding sequestration | 472 | City of London | EC2M 3WA | 21/00930/FULMAJ | Planning Portal | Part demolition, Refurbishment to existing façade facing onto square and upper levels. Increase height and widen Arcade. Creation of Refurbishment terraces | 2022-04-04 | 2023-06-14 | Granted | Office & Retail | No | Light Refurbishment | 1980s | Not listed | 55000 | 58903 | 5500 | 7.096% | 9403 | No new basement | Reinforced Concrete | Steel |  |  | Minimal intervention | 12 | 12 | 12 |  |  |  | Sweco |  |  | Fletcher Priest Architects |  | Project 20 | 10% | 4
175 Bishopsgate/Exchange Square | Including sequestration | 469 | City of London | EC2M 3WA | 21/00930/FULMAJ | Planning Portal | Part demolition, Refurbishment to existing façade facing onto square and upper levels. Increase height and widen Arcade. Creation of Refurbishment terraces | 2022-04-04 | 2023-06-14 | Granted | Office & Retail | No | Light Refurbishment | 1980s | Not listed | 55000 | 58903 | 5500 | 7.096% | 9403 | No new basement | Reinforced Concrete | Steel |  |  | Minimal intervention | 12 | 12 | 12 |  |  |  | Sweco |  |  | Fletcher Priest Architects |  | Project 20 | 10% | 4
18-20 Savile Row | Excluding sequestration | 775 | Westminster | W1S 3PW | 22/03276/FULL | Planning Portal | Demolition of all existing buildings, excavation to deepen existing basement, and redevelopment to provide an eight storey building plus one storey basement comprising flexible retail (Class E(a)) and/or restaurant (Class E(b)) floorspace and tailoring floorspace (Class E(a), Class E(g)(ii) & Class E(g)(iii)) at part ground floor; and office floorspace (Class E(g)(i)) at part ground and on all upper floors; external terraces and associated hard and soft landscaping; cycle parking; replacement of commemorative plaque and other associated works. ¦ Development Site At 18 - 20 Savile Row London | 2022-05-16 | 2024-03-02 | Not granted | Office & Retail | No | New Build | 1950s | Not listed | 7684 | 8724 | 7684 | 13.53% | 8724 | New and retained basement | Reinforced Concrete | Steel | RC Cores / shear walls | RC Cores / shear walls |  | 9 | 9 | 8 | 8 |  |  | Norman, Disney & Young | Elliot Wood | Norman, Disney & Young | Fathom | One Click LCA |  | 1 | 1
18-20 Savile Row | Including sequestration | 676 | Westminster | W1S 3PW | 22/03276/FULL | Planning Portal | Demolition of all existing buildings, excavation to deepen existing basement, and redevelopment to provide an eight storey building plus one storey basement comprising flexible retail (Class E(a)) and/or restaurant (Class E(b)) floorspace and tailoring floorspace (Class E(a), Class E(g)(ii) & Class E(g)(iii)) at part ground floor; and office floorspace (Class E(g)(i)) at part ground and on all upper floors; external terraces and associated hard and soft landscaping; cycle parking; replacement of commemorative plaque and other associated works. ¦ Development Site At 18 - 20 Savile Row London | 2022-05-16 | 2024-03-02 | Not granted | Office & Retail | No | New Build | 1950s | Not listed | 7684 | 8724 | 7684 | 13.53% | 8724 | New and retained basement | Reinforced Concrete | Steel | RC Cores / shear walls | RC Cores / shear walls |  | 9 | 9 | 8 | 8 |  |  | Norman, Disney & Young | Elliot Wood | Norman, Disney & Young | Fathom | One Click LCA |  | 1 | 1
166 High Holborn | Including sequestration | 806 | Camden | WC1V 6PB | 2023/2510/P | Planning Portal | Redevelopment of Selkirk House, 166 High Holborn and 1 Museum Street following the substantial demolition of the existing NCP car park and former Travelodge Hotel to provide a mixed-use scheme, providing office, residential, and town centre uses at ground floor level. Works of part-demolition and refurbishment to 10-12 Museum Street, 35-41 New Oxford Street, and 16A-18 West Central Street to provide further town centre ground floor uses and residential floorspace, including affordable housing provision. Provision of new public realm including a new pedestrian route through the site to link West Central Street with High Holborn. Relocation of cycle hire docking stations on High Holborn. | 2023-06-27 |  | Pending | Commercial & Residential |  | New Build |  |  | 0 | 493 | 0 |  | 493 | [7 empty] | 6 | 6 |  |  |  | Scotch Partners | Arup |  |  |  | Project 18 | 100% | 1
166 High Holborn | Excluding sequestration | 822 | Camden | WC1V 6PB | 2023/2510/P | Planning Portal | Redevelopment of Selkirk House, 166 High Holborn and 1 Museum Street following the substantial demolition of the existing NCP car park and former Travelodge Hotel to provide a mixed-use scheme, providing office, residential, and town centre uses at ground floor level. Works of part-demolition and refurbishment to 10-12 Museum Street, 35-41 New Oxford Street, and 16A-18 West Central Street to provide further town centre ground floor uses and residential floorspace, including affordable housing provision. Provision of new public realm including a new pedestrian route through the site to link West Central Street with High Holborn. Relocation of cycle hire docking stations on High Holborn. | 2023-06-27 |  | Pending | Commercial & Residential |  | New Build |  |  | 0 | 493 | 0 |  | 493 | [7 empty] | 6 | 6 |  |  |  | Scotch Partners | Arup |  |  |  | Project 18 | 100% | 1
16A-18 West Central Street | Excluding sequestration | 582 | Camden | WC1A 1JJ | 2023/2510/P | Planning Portal | Demolition of the existing building to leave just the basement walls and slab (existing retaining walls to be temporary propped prior to demolishing the ground floor); and Provide a new build concrete framed residential block with commercial at ground floor and plant space within the existing basement. | 2023-06-27 |  | Pending | Residential (inc. student accomodation) | Yes | Substructure and/or Façade Retained | 1900s | Not listed | 2712 | 3247 | 1718 | 19.73% | 2253 | No new basement | Brickwork and timber | Reinforced Concrete | None |  |  | 3 | 6 | 6 | 3 |  |  | Scotch Partners | Heyne Tillet Steel | Scotch Partners | DSDHA |  | Project 19 | 63.35% | 2
16A-18 West Central Street | Including sequestration | 548 | Camden | WC1A 1JJ | 2023/2510/P | Planning Portal | Demolition of the existing building to leave just the basement walls and slab (existing retaining walls to be temporary propped prior to demolishing the ground floor); and Provide a new build concrete framed residential block with commercial at ground floor and plant space within the existing basement. | 2023-06-27 |  | Pending | Residential (inc. student accomodation) | Yes | Substructure and/or Façade Retained | 1900s | Not listed | 2712 | 3247 | 1718 | 19.73% | 2253 | No new basement | Brickwork and timber | Reinforced Concrete | None |  |  | 3 | 6 | 6 | 3 |  |  | Scotch Partners | Heyne Tillet Steel | Scotch Partners | DSDHA |  | Project 19 | 63.35% | 2
18 Blackfriars Road - Office Building | Including sequestration | 755 | Southwark | SE1 9JU | 23/AP/1854 | Planning Portal | 45-storey building above podium. Improvements to existing public house | 2023-07-05 |  |  | Office |  | New Build |  |  |  | 116381 |  |  | 116381 | [7 empty] | 48 | 48 |  |  |  | Arup |  |  |  |  | Project 21 | 100% | 1
18 Blackfriars Road - Office Building | Excluding sequestration | 757 | Southwark | SE1 9JU | 23/AP/1854 | Planning Portal | 45-storey building above podium. Improvements to existing public house | 2023-07-05 |  |  | Office |  | New Build |  |  |  | 116381 |  |  | 116381 | [7 empty] | 48 | 48 |  |  |  | Arup |  |  |  |  | Project 21 | 100% | 1
18 Blackfriars Road - Paris Building | Including sequestration | 749 | Southwark | SE1 9JU | 23/AP/1854 | Planning Portal | 22 storey building above podium comprising of affordable residential accommodation. |  |  |  | Residential (inc. student accomodation) |  | New Build |  |  |  | 19384 |  |  | 19384 | [7 empty] | 25 | 25 |  |  |  | Arup |  |  |  |  | Project 22 | 100% | 1
18 Blackfriars Road - Paris Building | Excluding sequestration | 784 | Southwark | SE1 9JU | 23/AP/1854 | Planning Portal | 22 storey building above podium comprising of affordable residential accommodation. |  |  |  | Residential (inc. student accomodation) |  | New Build |  |  |  | 19384 |  |  | 19384 | [7 empty] | 25 | 25 |  |  |  | Arup |  |  |  |  | Project 22 | 100% | 1
18 Blackfriars Road - Stamford Building | Including sequestration | 770 | Southwark | SE1 9JU | 23/AP/1854 | Planning Portal | Erection of ground plus 3-storey podium (retail, leisure), 2 basement levels. 2 residential buildings of 22 and 40 storeys above podium. | 2023-07-04 |  |  | Residential (inc. student accomodation) |  | New Build |  |  |  | 39578 |  |  | 39578 | [7 empty] | 42 | 40 |  |  |  | Arup |  |  |  |  | Project 23 | 100% | 1
18 Blackfriars Road - Stamford Building | Excluding sequestration | 818 | Southwark | SE1 9JU | 23/AP/1854 | Planning Portal | Erection of ground plus 3-storey podium (retail, leisure), 2 basement levels. 2 residential buildings of 22 and 40 storeys above podium. | 2023-07-04 |  |  | Residential (inc. student accomodation) |  | New Build |  |  |  | 39578 |  |  | 39578 | [7 empty] | 42 | 40 |  |  |  | Arup |  |  |  |  | Project 23 | 100% | 1
181 Talgarth Road | Including sequestration | 422 | Hammersmith and Fulham | W6 8DN | 2021/03561/FUL | Planning Portal | Currently clear site, erection of two buildings | 2021-11-04 | 2022-08-11 |  | Residential (inc. student accomodation) |  | New Build |  |  |  | 16943 |  |  | 16943 | [7 empty] | 16 | 16 |  |  |  | Stroma |  |  |  |  | Project 24 | 100% | 1
181 Talgarth Road | Excluding sequestration | 438 | Hammersmith and Fulham | W6 8DN | 2021/03561/FUL | Planning Portal | Currently clear site, erection of two buildings | 2021-11-04 | 2022-08-11 |  | Residential (inc. student accomodation) |  | New Build |  |  |  | 16943 |  |  | 16943 | [7 empty] | 16 | 16 |  |  |  | Stroma |  |  |  |  | Project 24 | 100% | 1
19-35 Baker Street | Excluding sequestration |  | Westminster | W1U 6DD | 16/11376/FULL | Planning Portal | Demolition of the existing buildings at 19-35 Baker Street, 88-110 George Street, 69-71 Blandford Street and redevelopment to create a mixed use scheme providing offices (Class B1), retail (Class A1 and flexible Class A1/A3 units) and up to 51 residential units (Class C3) within a new ground plus nine storey building (and an enclosed plant area) on Baker Street; a new stepped ground plus four to ground plus six storey building on George Street; refurbishment, Refurbishment and the change of use of the first floor from office to residential at 30 Gloucester Place; creation of a single storey basement level linking the Baker Street and George Street buildings to provide car and cycle parking, refuse and servicing; creation of a new central, publically accessible courtyard; removal of 5 trees and replacement trees across the site, a new publically accessible route at ground level connecting Baker Street and Gloucester Place; associated plant, landscaping, replacement pavements in part and other associated works. (Linked application 16/11377/LBC) (Revised scheme i. Stepping back at level 8 and above to Baker Street building. ii. Details of buidling line of Baker Street building. iii. Details of servicing arrangements. iv. Details of distribution of Class A1 and A3 uses within the scheme) | 2016-11-29 | 2019-03-27 | Granted | Office, Retail & Residential |  | New Build | 1970s |  | 20087 | 49561 |  | 146.7% | 29474 | New | [6 empty] | 10 | 9 |  |  |  | Arup | AKT II | Arup | Hopkins Architects |  | Project 25 | 100% | 1
19-35 Baker Street | Including sequestration |  | Westminster | W1U 6DD | 16/11376/FULL | Planning Portal | Demolition of the existing buildings at 19-35 Baker Street, 88-110 George Street, 69-71 Blandford Street and redevelopment to create a mixed use scheme providing offices (Class B1), retail (Class A1 and flexible Class A1/A3 units) and up to 51 residential units (Class C3) within a new ground plus nine storey building (and an enclosed plant area) on Baker Street; a new stepped ground plus four to ground plus six storey building on George Street; refurbishment, Refurbishment and the change of use of the first floor from office to residential at 30 Gloucester Place; creation of a single storey basement level linking the Baker Street and George Street buildings to provide car and cycle parking, refuse and servicing; creation of a new central, publically accessible courtyard; removal of 5 trees and replacement trees across the site, a new publically accessible route at ground level connecting Baker Street and Gloucester Place; associated plant, landscaping, replacement pavements in part and other associated works. (Linked application 16/11377/LBC) (Revised scheme i. Stepping back at level 8 and above to Baker Street building. ii. Details of buidling line of Baker Street building. iii. Details of servicing arrangements. iv. Details of distribution of Class A1 and A3 uses within the scheme) | 2016-11-29 | 2019-03-27 | Granted | Office, Retail & Residential |  | New Build | 1970s |  | 20087 | 49561 |  | 146.7% | 29474 | New | [6 empty] | 10 | 9 |  |  |  | Arup | AKT II | Arup | Hopkins Architects |  | Project 25 | 100% | 1
19-35 Sylvan Grove | Excluding sequestration | 453 | Southwark | SE15 1PD | 23/AP/0582 | Planning Portal | 2 buildings of up to 7 storeys and 34 storeys. Partial demolition, erection of new mixed-use building. | 2023-03-02 |  | Pending | Residential (inc. student accomodation) |  | Heavy Refurbishment | 1920s | Not listed | 2154 | 27476 | 1720 | 1176% | 27042 | New | Masonry and steel | Reinforced Concrete | Moment frame | Cores and bracing | Load balancing at all levels | 2 | 36 | 35 |  | 36 |  | Introba | Civic Engineers |  | TP Bennett |  | Project 26 | 79.85% | 3
19-35 Sylvan Grove | Including sequestration | 442 | Southwark | SE15 1PD | 23/AP/0582 | Planning Portal | 2 buildings of up to 7 storeys and 34 storeys. Partial demolition, erection of new mixed-use building. | 2023-03-02 |  | Pending | Residential (inc. student accomodation) |  | Heavy Refurbishment | 1920s | Not listed | 2154 | 27476 | 1720 | 1176% | 27042 | New | Masonry and steel | Reinforced Concrete | Moment frame | Cores and bracing | Load balancing at all levels | 2 | 36 | 35 |  | 36 |  | Introba | Civic Engineers |  | TP Bennett |  | Project 26 | 79.85% | 3
20 Giltspur Street | Excluding sequestration | 387 | City of London | EC1A 9DD | 22/00867/FULMAJ | Planning Portal | Alteration and Refurbishment of existing building. Infill Refurbishments at upper levels (uppermost floor extended to area of lower floors) . Altered and additional entrances. Altered plant enclosure. Façade alterations. | 2022-09-12 | 2022-12-12 |  | Office | No | Heavy Refurbishment | 2000s | Not listed | 8734 | 11184 | 2023.6 | 28.05% | 4473.6 | No new basement | Steel | Steel | RC Cores / shear walls | RC Cores / shear walls | Load balancing at all levels | 7 | 6 | 6 |  |  | None required | Norman Disney & Young | Elliot Wood | Norman, Disney & Young | Buckley Gray Yeoman |  | Project 30 | 23.17% | 3
20 Giltspur Street | Including sequestration | 262 | City of London | EC1A 9DD | 22/00867/FULMAJ | Planning Portal | Alteration and Refurbishment of existing building. Infill Refurbishments at upper levels (uppermost floor extended to area of lower floors) . Altered and additional entrances. Altered plant enclosure. Façade alterations. | 2022-09-12 | 2022-12-12 |  | Office | No | Heavy Refurbishment | 2000s | Not listed | 8734 | 11184 | 2023.6 | 28.05% | 4473.6 | No new basement | Steel | Steel | RC Cores / shear walls | RC Cores / shear walls | Load balancing at all levels | 7 | 6 | 6 |  |  | None required | Norman Disney & Young | Elliot Wood | Norman, Disney & Young | Buckley Gray Yeoman |  | Project 30 | 23.17% | 3
2 Trafalgar Way | Excluding sequestration |  | Tower Hamlets | E14 5SP | 20/01402/A2 | Planning Portal | Redevelopment of the site to provide a new mixed use building including student accommodation units and associated uses | 2020-07-02 | 2022-06-30 |  | Residential (inc. student accomodation) |  | New Build | [6 empty] | 0 | [7 empty] | 48 | 46 | [8 empty] | Project 29 | 100% | 1
2 Trafalgar Way | Including sequestration |  | Tower Hamlets | E14 5SP | 20/01402/A2 | Planning Portal | Redevelopment of the site to provide a new mixed use building including student accommodation units and associated uses | 2020-07-02 | 2022-06-30 |  | Residential (inc. student accomodation) |  | New Build | [6 empty] | 0 | [7 empty] | 48 | 46 | [8 empty] | Project 29 | 100% | 1
2-3 Finsbury Avenue | Excluding sequestration | 749 | City of London | EC2M 2PA | 20/00869/FULEIA | Planning Portal | Demolition of existing buildings and new building with 3 basement levels and ground plus 37 storeys. | 2020-11-04 | 2021-08-19 |  | Office |  | New Build |  |  |  | 105733 |  |  | 105733 | [7 empty] | 40 | 37 |  |  |  | Atelier Ten |  |  |  |  | Project 32 | 100% | 1
2-3 Finsbury Avenue | Including sequestration |  | City of London | EC2M 2PA | 20/00869/FULEIA | Planning Portal | Demolition of existing buildings and new building with 3 basement levels and ground plus 37 storeys. | 2020-11-04 | 2021-08-19 |  | Office |  | New Build |  |  |  | 105733 |  |  | 105733 | [7 empty] | 40 | 37 |  |  |  | Atelier Ten |  |  |  |  | Project 32 | 100% | 1
216-220 Blackfriars Road | Excluding sequestration | 604 | Southwark | SE1 9JU | 20/AP/3250 | Planning Portal | Part 22 and part15 storeys + 3 basement levels, | 2020-11-03 | 2022-07-20 |  | Commercial & Residential |  | New Build |  |  |  | 40097 |  |  | 40097 | [7 empty] | 25 | 22 |  |  |  | WSP |  |  |  |  | Project 31 | 100% | 1
216-220 Blackfriars Road | Including sequestration | 604 | Southwark | SE1 9JU | 20/AP/3250 | Planning Portal | Part 22 and part15 storeys + 3 basement levels, | 2020-11-03 | 2022-07-20 |  | Commercial & Residential |  | New Build |  |  |  | 40097 |  |  | 40097 | [7 empty] | 25 | 22 |  |  |  | WSP |  |  |  |  | Project 31 | 100% | 1
47-50 Mark Lane | Excluding sequestration | 581 | City of London | EC3R 7QQ | 22/01245/FULMAJ | Planning Portal | Demolition of existing buildings and structures, retention of existing basement, construction of new ground plus 11-storey building with plant above. | 2022-12-21 | 2023-03-22 |  | Office | No | Substructure and/or Façade Retained | 1960s | Not listed | 16523 | 30218 | 16523 | 82.88% | 30218 | No new basement | [6 empty] | 11 | 11 | 11 |  |  | GXN Innovation | AKT II | Atelier Ten | Orms Designers and Architects | One Click LCA | Project 43 | 100% | 2
47-50 Mark Lane | Including sequestration | 549 | City of London | EC3R 7QQ | 22/01245/FULMAJ | Planning Portal | Demolition of existing buildings and structures, retention of existing basement, construction of new ground plus 11-storey building with plant above. | 2022-12-21 | 2023-03-22 |  | Office | No | Substructure and/or Façade Retained | 1960s | Not listed | 16523 | 30218 | 16523 | 82.88% | 30218 | No new basement | [6 empty] | 11 | 11 | 11 |  |  | GXN Innovation | AKT II | Atelier Ten | Orms Designers and Architects | One Click LCA | Project 43 | 100% | 2
25 Mandela Way | Excluding sequestration | 749 | Southwark | SE1 5SZ | 23/AP/0950 | Planning Portal | Up to 4-storey building. | 2023-04-04 |  |  | Industrial |  | New Build |  |  |  | 15118 |  |  | 15118 | [7 empty] | 4 | 4 |  |  |  | ADW Development |  |  |  |  | Project 33 | 100% | 1
25 Mandela Way | Including sequestration |  | Southwark | SE1 5SZ | 23/AP/0950 | Planning Portal | Up to 4-storey building. | 2023-04-04 |  |  | Industrial |  | New Build |  |  |  | 15118 |  |  | 15118 | [7 empty] | 4 | 4 |  |  |  | ADW Development |  |  |  |  | Project 33 | 100% | 1
257-283 Ilderton Road | Including sequestration | 533 | Southwark | SE15 1EZ | 23/AP/1317 | Planning Portal | 30-storey accommodation block and 10-storey storage facility.Plants on roof | 2023-05-09 |  |  | Residential (inc. student accomodation) |  | New Build |  |  |  | 29541 |  |  | 29541 | [7 empty] | 30 | 30 |  |  |  | Atelier Ten |  |  |  |  | Project 34 | 100% | 1
257-283 Ilderton Road | Excluding sequestration | 535 | Southwark | SE15 1EZ | 23/AP/1317 | Planning Portal | 30-storey accommodation block and 10-storey storage facility.Plants on roof | 2023-05-09 |  |  | Residential (inc. student accomodation) |  | New Build |  |  |  | 29541 |  |  | 29541 | [7 empty] | 30 | 30 |  |  |  | Atelier Ten |  |  |  |  | Project 34 | 100% | 1
26 To 46 Lisson Grove | Excluding sequestration | 760 | Westminster | NW1 6TT | 22/05145/FULL | Planning Portal | Reuse part of existing basement | 2022-07-28 | 2023-01-06 |  | Office & Retail | No | Substructure and/or Façade Retained | 1960s | Not listed | 6192 | 10624 | 4404 | 71.58% | 8836 | No new basement | [5 empty] | 5 | 8 | 7 | 3 |  |  | Sweco |  |  |  |  | Project 35 | 71.12% | 2
26 To 46 Lisson Grove | Including sequestration | 635 | Westminster | NW1 6TT | 22/05145/FULL | Planning Portal | Reuse part of existing basement | 2022-07-28 | 2023-01-06 |  | Office & Retail | No | Substructure and/or Façade Retained | 1960s | Not listed | 6192 | 10624 | 4404 | 71.58% | 8836 | No new basement | [5 empty] | 5 | 8 | 7 | 3 |  |  | Sweco |  |  |  |  | Project 35 | 71.12% | 2
302-312 Stratford High Street | Excluding sequestration |  | London Legacy Development Corporation | E15 1AJ | 22/00098/FUL | Planning Portal | Demolition of existing buildings and redevelopment of the site to provide a part 12, part 25 storey building (plus 2 basement levels) for a mixed-use development comprising 465 student accommodation rooms (Sui Generis), 786sqm workspace (Class E), a new public house consisting of 141sqm (Sui Generis) with hard and soft landscaping, public realm improvements including enhancements to the Channelsea River, a new vehicular access, parking and associated works. This application is accompanied by an Environmental Statement (ES) (dated February 2022) submitted pursuant to the Town and Country Planning (Environmental Impact Assessment) Regulations (2017), as amended | 2022-03-16 | 2023-05-22 | Granted | Commercial & Residential | No | New Build | 1930s | Not listed | 1337 | 16203 | 1337 | 1112% | 16203 | New | [5 empty] | 3 | 27 | 25 | 27 |  |  | Elementa | Meinhardt | Meinhardt | Henley Halebrown | One Click LCA | Project 36 | 100% | 1
302-312 Stratford High Street | Including sequestration |  | London Legacy Development Corporation | E15 1AJ | 22/00098/FUL | Planning Portal | Demolition of existing buildings and redevelopment of the site to provide a part 12, part 25 storey building (plus 2 basement levels) for a mixed-use development comprising 465 student accommodation rooms (Sui Generis), 786sqm workspace (Class E), a new public house consisting of 141sqm (Sui Generis) with hard and soft landscaping, public realm improvements including enhancements to the Channelsea River, a new vehicular access, parking and associated works. This application is accompanied by an Environmental Statement (ES) (dated February 2022) submitted pursuant to the Town and Country Planning (Environmental Impact Assessment) Regulations (2017), as amended | 2022-03-16 | 2023-05-22 | Granted | Commercial & Residential | No | New Build | 1930s | Not listed | 1337 | 16203 | 1337 | 1112% | 16203 | New | [5 empty] | 3 | 27 | 25 | 27 |  |  | Elementa | Meinhardt | Meinhardt | Henley Halebrown | One Click LCA | Project 36 | 100% | 1
330 Grays Inn Road | Excluding sequestration | 468 | Camden | WC1X 8DA | 2023/0904/P | Planning Portal | Retention of an existing building with a two storey Refurbishment, and demolition of all other buildings | 2023-03-03 |  | Pending | Office, Retail & Residential | Yes | Heavy Refurbishment | 1870s | Not listed | 12811 | 35681 | 12097.38 | 178.5% | 34967.38 | New and retained basement | Masonry and steel | Reinforced Concrete | RC Cores / shear walls | RC Cores / shear walls | Load balancing at foundations | 3 | 2 | 5 | 2 | 15 |  | XCO2 | WSP |  | Allford Hall Monaghan Morris | One Click LCA | Project 37 | 94.43% | 3
330 Grays Inn Road | Including sequestration | 466 | Camden | WC1X 8DA | 2023/0904/P | Planning Portal | Retention of an existing building with a two storey Refurbishment, and demolition of all other buildings | 2023-03-03 |  | Pending | Office, Retail & Residential | Yes | Heavy Refurbishment | 1870s | Not listed | 12811 | 35681 | 12097.38 | 178.5% | 34967.38 | New and retained basement | Masonry and steel | Reinforced Concrete | RC Cores / shear walls | RC Cores / shear walls | Load balancing at foundations | 3 | 2 | 5 | 2 | 15 |  | XCO2 | WSP |  | Allford Hall Monaghan Morris | One Click LCA | Project 37 | 94.43% | 3
334-348 Oxford Street | Excluding sequestration | 641 | Westminster | W1C 1JG | 21/05110/FULL | Planning Portal | Alterations and Refurbishments to, and partial demolition of, existing building to provide partly extended and refurbished, and partly new, building comprising deepened basement, ground, and nine upper floors | 2021-07-26 | 2022-03-01 | Granted | Office & Retail | No | Heavy Refurbishment | 1970s | Not listed | 33632 | 43040 | 0 | 27.97% | 9408 | New and retained basement | [5 empty] | 8 | 11 | 10 | 3 |  |  | Atelier Ten | AKT II | Atelier Ten | Allford Hall Monaghan Morris | One Click LCA | Project 38 | 0% | 3
334-348 Oxford Street | Including sequestration |  | Westminster | W1C 1JG | 21/05110/FULL | Planning Portal | Alterations and Refurbishments to, and partial demolition of, existing building to provide partly extended and refurbished, and partly new, building comprising deepened basement, ground, and nine upper floors | 2021-07-26 | 2022-03-01 | Granted | Office & Retail | No | Heavy Refurbishment | 1970s | Not listed | 33632 | 43040 | 0 | 27.97% | 9408 | New and retained basement | [5 empty] | 8 | 11 | 10 | 3 |  |  | Atelier Ten | AKT II | Atelier Ten | Allford Hall Monaghan Morris | One Click LCA | Project 38 | 0% | 3
38-42 Southwark Bridge Road | Including sequestration | 681 | Southwark | SE1 9EJ | 22/AP/4006 | Planning Portal |  | 2022-11-23 |  |  | Office |  | New Build |  |  |  | 16870 |  |  | 16870 | [7 empty] | 7 | 7 |  |  |  | Arup |  |  |  |  | Project 39 | 100% | 1
38-42 Southwark Bridge Road | Excluding sequestration | 740 | Southwark | SE1 9EJ | 22/AP/4006 | Planning Portal |  | 2022-11-23 |  |  | Office |  | New Build |  |  |  | 16870 |  |  | 16870 | [7 empty] | 7 | 7 |  |  |  | Arup |  |  |  |  | Project 39 | 100% | 1
38-70 Baker Street | Excluding sequestration | 518 | Westminster | W1U 7BT | 22/08200/FULL | Planning Portal | Reuse of existing basement | 2022-12-01 |  |  | Commercial & Residential | No | Substructure and/or Façade Retained | 1950s | Not listed | 19618 | 33223 | 19618 | 69.35% | 33223 | No new basement | [5 empty] | 7 | 10 | 9 | 3 |  |  | Buro Happold |  |  |  |  | Project 40 | 100% | 2
38-70 Baker Street | Including sequestration | 478 | Westminster | W1U 7BT | 22/08200/FULL | Planning Portal | Reuse of existing basement | 2022-12-01 |  |  | Commercial & Residential | No | Substructure and/or Façade Retained | 1950s | Not listed | 19618 | 33223 | 19618 | 69.35% | 33223 | No new basement | [5 empty] | 7 | 10 | 9 | 3 |  |  | Buro Happold |  |  |  |  | Project 40 | 100% | 2
45 Hornsey Road | Including sequestration | 785 | Islington | N7 7DD | P2022/1943/FUL | Planning Portal | Demolition of existing building and structure and erection of 12-storey building and refurb. of railway arches | 2022-05-25 | 2023-07-18 |  | Residential (inc. student accomodation) |  | New Build |  |  |  | 9983 |  |  | 9983 | [7 empty] | 12 | 12 |  |  |  | Energist |  |  |  |  | Project 41 | 100% | 1
45 Hornsey Road | Excluding sequestration | 803 | Islington | N7 7DD | P2022/1943/FUL | Planning Portal | Demolition of existing building and structure and erection of 12-storey building and refurb. of railway arches | 2022-05-25 | 2023-07-18 |  | Residential (inc. student accomodation) |  | New Build |  |  |  | 9983 |  |  | 9983 | [7 empty] | 12 | 12 |  |  |  | Energist |  |  |  |  | Project 41 | 100% | 1
458 Oxford Street | Excluding sequestration | 650 | Westminster | W1C 1AP | 21/04502/FULL | Planning Portal |  | 2021-07-02 | 2022-03-07 |  | Office |  | New Build |  |  |  | 60777 |  |  | 60777 | [7 empty] | 11 | 9 |  |  |  | Arup | Arup | Arup | Pilbrow & Partners | One Click LCA | Project 42 | 100% | 1
458 Oxford Street | Including sequestration |  | Westminster | W1C 1AP | 21/04502/FULL | Planning Portal |  | 2021-07-02 | 2022-03-07 |  | Office |  | New Build |  |  |  | 60777 |  |  | 60777 | [7 empty] | 11 | 9 |  |  |  | Arup | Arup | Arup | Pilbrow & Partners | One Click LCA | Project 42 | 100% | 1
55 Gracechurch Street | Excluding sequestration | 891 | City of London | EC3V 0EE | 20/00671/FULEIA | Planning Portal | Demolition of existing buildings. New building with basement levels and ground floor plus 29 storeys. | 2020-08-24 | 2021-01-26 |  | Office |  | New Build |  |  |  | 33202 |  |  | 33202 | [7 empty] | 32 | 29 |  |  |  | TFT |  |  |  |  | Project 47 | 100% | 1
55 Gracechurch Street | Including sequestration |  | City of London | EC3V 0EE | 20/00671/FULEIA | Planning Portal | Demolition of existing buildings. New building with basement levels and ground floor plus 29 storeys. | 2020-08-24 | 2021-01-26 |  | Office |  | New Build |  |  |  | 33202 |  |  | 33202 | [7 empty] | 32 | 29 |  |  |  | TFT |  |  |  |  | Project 47 | 100% | 1
61 - 65 Holborn Viaduct London EC1A 2FD | Including sequestration | 620 | City of London | EC1A 2DE | 21/00781/FULMAJ | Planning Portal | Erection of new ground plus 12-storey building with 2 basement levels, existing single storey basement wall is re-used | 2021-09-13 | 2022-02-01 |  | Residential (inc. student accomodation) |  | New Build |  |  |  | 20463 |  |  | 20463 | [7 empty] | 14 | 12 |  |  |  | Hodkinson |  |  |  |  | Project 48 | 100% | 1
61 - 65 Holborn Viaduct London EC1A 2FD | Excluding sequestration | 683 | City of London | EC1A 2DE | 21/00781/FULMAJ | Planning Portal | Erection of new ground plus 12-storey building with 2 basement levels, existing single storey basement wall is re-used | 2021-09-13 | 2022-02-01 |  | Residential (inc. student accomodation) |  | New Build |  |  |  | 20463 |  |  | 20463 | [7 empty] | 14 | 12 |  |  |  | Hodkinson |  |  |  |  | Project 48 | 100% | 1
63 - 66 Coleman Street | Excluding sequestration | 637 | City of London | EC2R 5AN | 21/00694/FULMAJ | Planning Portal | Front façade retention | 2021-08-09 | 2022-12-14 |  | Office & Retail | No | Substructure and/or Façade Retained | 1870s | Not listed | 3851 | 5220 | 3851 | 35.55% | 5220 | [6 empty] | 8 | 10 | 9 | 2 |  |  | FLATT | Heyne Tillet Steel | FLATT | Emrys Architects | One Click LCA | Project 50 | 100% | 2
63 - 66 Coleman Street | Including sequestration |  | City of London | EC2R 5AN | 21/00694/FULMAJ | Planning Portal | Front façade retention | 2021-08-09 | 2022-12-14 |  | Office & Retail | No | Substructure and/or Façade Retained | 1870s | Not listed | 3851 | 5220 | 3851 | 35.55% | 5220 | [6 empty] | 8 | 10 | 9 | 2 |  |  | FLATT | Heyne Tillet Steel | FLATT | Emrys Architects | One Click LCA | Project 50 | 100% | 2
6-12 Verney Road | Including sequestration | 824 | Southwark | SE16 3FN | 23/AP/0948 | Planning Portal | Up to 4-storey building. | 2023-04-05 |  |  | Industrial |  | New Build |  |  |  | 20864 |  |  | 20864 | [7 empty] | 4 | 4 |  |  |  | Insignis |  |  |  |  | Project 49 | 100% | 1
6-12 Verney Road | Excluding sequestration | 829 | Southwark | SE16 3FN | 23/AP/0948 | Planning Portal | Up to 4-storey building. | 2023-04-05 |  |  | Industrial |  | New Build |  |  |  | 20864 |  |  | 20864 | [7 empty] | 4 | 4 |  |  |  | Insignis |  |  |  |  | Project 49 | 100% | 1
63 New Bond Street | Excluding sequestration | 462 | Westminster | W1S 1RJ | 23/08027/FULL | Planning Portal | Alteration and extension of the existing buildings, including partial demolition and retention and retrofit to provide a building with basement, ground and ten upper floors, setback at fifth to eighth floors with terraces, setback at ninth floor with terrace and plant, and a roof terrace with lift over run and pavilion at the tenth floor, with satellite dish, green roof and solar photo voltaic panels on its roof, and associated works, to provide for retail (Class E (a)) and office (Class E(g)(i)) uses together with associated ancillary spaces to those uses. ¦ Fenwicks 58 - 63 New Bond Street London W1S 1RJ | 2023-11-20 | 2024-03-02 | Granted | Office & Retail | No | Heavy Refurbishment | 1800s | Not listed | 15079 | 18617 |  | 23.46% | 3538 | New and retained basement | Masonry and steel | Reinforced Concrete | RC Cores / shear walls | RC Cores / shear walls | Capacity enhancement | 7 | 4 | 6 | 4 |  |  | Buro Happold | Buro Happold | Buro Happold | Foster + Partners | One Click LCA |  | 0 | 3
63 New Bond Street | Including sequestration | 457 | Westminster | W1S 1RJ | 23/08027/FULL | Planning Portal | Alteration and extension of the existing buildings, including partial demolition and retention and retrofit to provide a building with basement, ground and ten upper floors, setback at fifth to eighth floors with terraces, setback at ninth floor with terrace and plant, and a roof terrace with lift over run and pavilion at the tenth floor, with satellite dish, green roof and solar photo voltaic panels on its roof, and associated works, to provide for retail (Class E (a)) and office (Class E(g)(i)) uses together with associated ancillary spaces to those uses. ¦ Fenwicks 58 - 63 New Bond Street London W1S 1RJ | 2023-11-20 | 2024-03-02 | Granted | Office & Retail | No | Heavy Refurbishment | 1800s | Not listed | 15079 | 18617 |  | 23.46% | 3538 | New and retained basement | Masonry and steel | Reinforced Concrete | RC Cores / shear walls | RC Cores / shear walls | Capacity enhancement | 7 | 4 | 6 | 4 |  |  | Buro Happold | Buro Happold | Buro Happold | Foster + Partners | One Click LCA |  | 0 | 3
65 Gresham St | Excluding sequestration | 324 | City of London | EC2V 7NQ | 22/00848/FULMAJ | Planning Portal | Horizontal Refurbishment at 8th and 9th floor levels and three-storey vertical Refurbishment plus plant enclosure to create Class E floorspace; alterations and refurbishment to existing windows and facades; structural alterations and repositioning of cores; creation of new and refurbished entrances on Gresham Street and at the junction of Aldermanbury and Love Lane; creation of inset balconies; creation of roof terraces at levels 8, 10 and 12; removal and replacement of plant and installation of PV; public realm improvements for new hard and soft landscaping; removal of ground floor mezzanine level facilitating the provision of retail frontages and retail units to Aldermanbury; provision of cycle storage and other works incidental to the development. ¦ 65 Gresham Street London EC2V 7NQ | 2022-09-07 |  | Pending | Office | No | Heavy Refurbishment | 2000s | Not listed | 41136 | 54290 | 0 | 31.98% | 13154 | No new basement | [5 empty] | 12 | 17 | 14 | 5 | 2 |  | Longevity Partners | Buro Happold | Atelier Ten | Squire and Partners | One Click LCA | Project 51 | 0% | 3
65 Gresham St | Including sequestration | 264 | City of London | EC2V 7NQ | 22/00848/FULMAJ | Planning Portal | Horizontal Refurbishment at 8th and 9th floor levels and three-storey vertical Refurbishment plus plant enclosure to create Class E floorspace; alterations and refurbishment to existing windows and facades; structural alterations and repositioning of cores; creation of new and refurbished entrances on Gresham Street and at the junction of Aldermanbury and Love Lane; creation of inset balconies; creation of roof terraces at levels 8, 10 and 12; removal and replacement of plant and installation of PV; public realm improvements for new hard and soft landscaping; removal of ground floor mezzanine level facilitating the provision of retail frontages and retail units to Aldermanbury; provision of cycle storage and other works incidental to the development. ¦ 65 Gresham Street London EC2V 7NQ | 2022-09-07 |  | Pending | Office | No | Heavy Refurbishment | 2000s | Not listed | 41136 | 54290 | 0 | 31.98% | 13154 | No new basement | [5 empty] | 12 | 17 | 14 | 5 | 2 |  | Longevity Partners | Buro Happold | Atelier Ten | Squire and Partners | One Click LCA | Project 51 | 0% | 3
7 Brannan Street | Excluding sequestration |  | Tower Hamlets | E14 9ZR | [15 empty] | 0 | [17 empty] | Project 52 |  | 0
7 Brannan Street | Including sequestration |  | Tower Hamlets | E14 9ZR | [15 empty] | 0 | [17 empty] | Project 52 |  | 0
7 Millbank | Including sequestration | 991 | Westminster | SW1P 3JA | 21/01508/FULL | Planning Portal |  | 2021-03-10 | 2022-02-08 |  | Office |  | New Build |  |  |  | 19414 |  |  | 19414 | [7 empty] | 10 | 8 |  |  |  | Hilson Moran |  |  |  |  | Project 53 | 100% | 1
7 Millbank | Excluding sequestration | 992 | Westminster | SW1P 3JA | 21/01508/FULL | Planning Portal |  | 2021-03-10 | 2022-02-08 |  | Office |  | New Build |  |  |  | 19414 |  |  | 19414 | [7 empty] | 10 | 8 |  |  |  | Hilson Moran |  |  |  |  | Project 53 | 100% | 1
70 Gracechurch Street | Excluding sequestration | 918 | City of London | EC3V 0XL | 20/00671/FULEIA | Planning Portal | Demolition of existing buildings. New building with basement levels and ground floor plus 33 storeys | 2020-10-13 | 2021-09-29 |  | Office |  | New Build |  |  |  | 60616 |  |  | 60616 | [7 empty] | 37 | 33 |  |  |  | TFT |  |  |  |  | Project 54 | 100% | 1
70 Gracechurch Street | Including sequestration |  | City of London | EC3V 0XL | 20/00671/FULEIA | Planning Portal | Demolition of existing buildings. New building with basement levels and ground floor plus 33 storeys | 2020-10-13 | 2021-09-29 |  | Office |  | New Build |  |  |  | 60616 |  |  | 60616 | [7 empty] | 37 | 33 |  |  |  | TFT |  |  |  |  | Project 54 | 100% | 1
747-759 & 765-775 Old Kent Road | Excluding sequestration | 627 | Southwark | SE15 1NZ | 23/AP/1862 | Planning Portal | Building A: 33 storeys + basement. B: 19 storeys. C: 15 storeys. D: 20 storeys | 2023-07-03 |  |  | Residential (inc. student accomodation) |  | New Build |  |  |  | 51386 |  |  | 51386 | [7 empty] | 35 | 33 |  |  |  | Whitecode |  |  |  |  | Project 55 | 100% | 1
747-759 & 765-775 Old Kent Road | Including sequestration |  | Southwark | SE15 1NZ | 23/AP/1862 | Planning Portal | Building A: 33 storeys + basement. B: 19 storeys. C: 15 storeys. D: 20 storeys | 2023-07-03 |  |  | Residential (inc. student accomodation) |  | New Build |  |  |  | 51386 |  |  | 51386 | [7 empty] | 35 | 33 |  |  |  | Whitecode |  |  |  |  | Project 55 | 100% | 1
76-78 Upper Ground | Excluding sequestration | 423 | Lambeth | SE1 9PZ | 21/01142/FUL | Planning Portal | Refurbishment, partial demolition and Refurbishment of the existing building, 80% retention. New core. Plant on roof extended. | 2021-03-19 | 2021-12-23 |  | Office | No | Heavy Refurbishment | 1980s | Grade II | 27790 | 38840 | 5060 | 39.76% | 16110 | No new basement | [5 empty] | 6 | 7 | 6 | 1 | 4 |  | Watkins Payne | Heyne Tillet Steel | Watkins Payne Partnership | Allford Hall Monaghan Morris | One Click LCA | Project 56 | 18.21% | 3
76-78 Upper Ground | Including sequestration |  | Lambeth | SE1 9PZ | 21/01142/FUL | Planning Portal | Refurbishment, partial demolition and Refurbishment of the existing building, 80% retention. New core. Plant on roof extended. | 2021-03-19 | 2021-12-23 |  | Office | No | Heavy Refurbishment | 1980s | Grade II | 27790 | 38840 | 5060 | 39.76% | 16110 | No new basement | [5 empty] | 6 | 7 | 6 | 1 | 4 |  | Watkins Payne | Heyne Tillet Steel | Watkins Payne Partnership | Allford Hall Monaghan Morris | One Click LCA | Project 56 | 18.21% | 3
79-87 Westminster Bridge Road | Including sequestration | 508 | Lambeth | SE1 7XT | 20/03539/FUL | Planning Portal | Erection of ground plus 14-storey building and two basement levels | 2020-10-13 |  |  | Hotel |  | New Build |  |  |  | 8529 |  |  | 8529 | [7 empty] | 16 | 14 |  |  |  | Meinhardt |  |  |  |  | Project 57 | 100% | 1
79-87 Westminster Bridge Road | Excluding sequestration | 580 | Lambeth | SE1 7XT | 20/03539/FUL | Planning Portal | Erection of ground plus 14-storey building and two basement levels | 2020-10-13 |  |  | Hotel |  | New Build |  |  |  | 8529 |  |  | 8529 | [7 empty] | 16 | 14 |  |  |  | Meinhardt |  |  |  |  | Project 57 | 100% | 1
8 - 12 New Bridge Street | Including sequestration | 743 | City of London | EC4V 6AL | 22/00622/FULMAJ | Planning Portal | Part demolition of Fleet House, full demolition of St Bride's Tavern (basement levels retained). Erection of 8-storey building | 2022-07-07 | 2023-01-31 |  | Office | No | Heavy Refurbishment | 1950s | Not listed | 5612 | 7810 | 1332 | 39.17% | 3530 | No new basement | Reinforced Concrete |  | RC Cores / shear walls | RC Cores / shear walls | Horizontal Refurbishment | 8 | 11 | 10 | 1 | 11 |  | Hoare Lea | AKT II | Hoare Lea | HOK International | One Click LCA | Project 58 | 23.73% | 3
8 - 12 New Bridge Street | Excluding sequestration | 777 | City of London | EC4V 6AL | 22/00622/FULMAJ | Planning Portal | Part demolition of Fleet House, full demolition of St Bride's Tavern (basement levels retained). Erection of 8-storey building | 2022-07-07 | 2023-01-31 |  | Office | No | Heavy Refurbishment | 1950s | Not listed | 5612 | 7810 | 1332 | 39.17% | 3530 | No new basement | Reinforced Concrete |  | RC Cores / shear walls | RC Cores / shear walls | Horizontal Refurbishment | 8 | 11 | 10 | 1 | 11 |  | Hoare Lea | AKT II | Hoare Lea | HOK International | One Click LCA | Project 58 | 23.73% | 3
80 Charlotte Street Gallery | Excluding sequestration |  |  | W1T 4QS | [15 empty] | 0 | [5 empty] | Minimal intervention | [11 empty] | Project 60 |  | 0
80 Charlotte Street Gallery | Including sequestration |  |  | W1T 4QS | [15 empty] | 0 | [5 empty] | Minimal intervention | [11 empty] | Project 60 |  | 0
81-103 King's Road | Including sequestration | 749 | Kensington and Chelsea | SW3 4NX | PP/23/00968 | Planning Portal | Demolition of existing building and redevelopment for new building up to four storeys and basement. 10% basement retained. | 2023-02-07 |  |  | Office | No | Substructure and/or Façade Retained | 1980s | Not listed | 9790 | 16138 | 5831 | 64.84% | 12179 | No new basement | [5 empty] | 5 | 5 | 4 |  |  |  | Ramboll | Robert Bird Group | Ramboll | Pilbrow & Partners | One Click LCA | Project 62 | 59.56% | 2
81-103 King's Road | Excluding sequestration | 781 | Kensington and Chelsea | SW3 4NX | PP/23/00968 | Planning Portal | Demolition of existing building and redevelopment for new building up to four storeys and basement. 10% basement retained. | 2023-02-07 |  |  | Office | No | Substructure and/or Façade Retained | 1980s | Not listed | 9790 | 16138 | 5831 | 64.84% | 12179 | No new basement | [5 empty] | 5 | 5 | 4 |  |  |  | Ramboll | Robert Bird Group | Ramboll | Pilbrow & Partners | One Click LCA | Project 62 | 59.56% | 2
85 Gracechurch Street | Excluding sequestration | 1078 | City of London | EC3V 0AA | 22/01155/FULEIA | Planning Portal | Partial demolition of existing building (Gracechurch Street frontage adapted) and the construction of a 32 storey building plus basement levels | 2022-11-30 | 2023-10-11 | Granted | Office & Retail | No | Substructure and/or Façade Retained | 1930s | Not listed | 8035 | 37746 | 8035 | 369.8% | 37746 | New and retained basement | Steel |  |  |  |  | 10 | 37 | 33 | 27 |  |  | Sweco | Robert Bird Group |  | Woods Bagot |  | Project 63 | 100% | 2
85 Gracechurch Street | Including sequestration |  | City of London | EC3V 0AA | 22/01155/FULEIA | Planning Portal | Partial demolition of existing building (Gracechurch Street frontage adapted) and the construction of a 32 storey building plus basement levels | 2022-11-30 | 2023-10-11 | Granted | Office & Retail | No | Substructure and/or Façade Retained | 1930s | Not listed | 8035 | 37746 | 8035 | 369.8% | 37746 | New and retained basement | Steel |  |  |  |  | 10 | 37 | 33 | 27 |  |  | Sweco | Robert Bird Group |  | Woods Bagot |  | Project 63 | 100% | 2
88 Grays Inn Road | Excluding sequestration | 225 | Camden | WC1X 8AA | 2022/4259/P | Planning Portal | Existing building is being retained and refurbished | 2022-10-11 |  |  | Commercial & Residential | Yes | Retrofit | 1960s | Not listed | 1280 | 1149 | 0 | -10.23% | 0 | No new basement | Reinforced Concrete |  |  |  |  | 4 | 4 | 4 |  | 2 |  | Max Fordham | Heyne Tillet Steel | Max Fordham | Piercy & Company | One Click LCA | Project 64 | 0% | 5
88 Grays Inn Road | Including sequestration | 190 | Camden | WC1X 8AA | 2022/4259/P | Planning Portal | Existing building is being retained and refurbished | 2022-10-11 |  |  | Commercial & Residential | Yes | Retrofit | 1960s | Not listed | 1280 | 1149 | 0 | -10.23% | 0 | No new basement | Reinforced Concrete |  |  |  |  | 4 | 4 | 4 |  | 2 |  | Max Fordham | Heyne Tillet Steel | Max Fordham | Piercy & Company | One Click LCA | Project 64 | 0% | 5
90 Whitfield | Excluding sequestration |  |  | W1T 4EZ | [15 empty] | 0 | [17 empty] | Project 66 |  | 0
90 Whitfield | Including sequestration |  |  | W1T 4EZ | [15 empty] | 0 | [17 empty] | Project 66 |  | 0
9-10 and 11 Angel Court | Including sequestration | 721 | City of London | EC2R 7BH | 22/00860/FULMAJ | Planning Portal | Demolition of the existing buildings except 9-10 Angel Court façade (up to 4th floor), new building constructed behind that façade, replica façade of 11 Angel Court up to 3rd floor, over 3 basement levels, ground mezzanine and 9 upper floors plus plant room. | 2022-09-08 | 2023-02-22 |  | Hotel |  | New Build |  |  |  | 4878 |  |  | 4878 | [7 empty] | 12 | 9 |  |  |  | Greengage |  |  |  |  | Project 67 | 100% | 1
9-10 and 11 Angel Court | Excluding sequestration | 732 | City of London | EC2R 7BH | 22/00860/FULMAJ | Planning Portal | Demolition of the existing buildings except 9-10 Angel Court façade (up to 4th floor), new building constructed behind that façade, replica façade of 11 Angel Court up to 3rd floor, over 3 basement levels, ground mezzanine and 9 upper floors plus plant room. | 2022-09-08 | 2023-02-22 |  | Hotel |  | New Build |  |  |  | 4878 |  |  | 4878 | [7 empty] | 12 | 9 |  |  |  | Greengage |  |  |  |  | Project 67 | 100% | 1
99 City Road | Including sequestration | 690 | Islington | EC1Y 9DD | P2023/1070/FUL | Planning Portal | Majority of original foundations kept, new façade, core and column added, ground floor to be set back. 63% retention of existing structure. | 2023-04-17 |  |  | Office & Retail |  | Heavy Refurbishment | 1990s | Not listed | 21667 | 64873 | 8016.79 | 199.4% | 51222.79 |  |  |  |  | RC Cores / shear walls |  | 10 | 36 | 35 |  | 35 |  | Twin and Earth |  |  |  |  | Project 68 | 37% | 3
99 City Road | Excluding sequestration | 693 | Islington | EC1Y 9DD | P2023/1070/FUL | Planning Portal | Majority of original foundations kept, new façade, core and column added, ground floor to be set back. 63% retention of existing structure. | 2023-04-17 |  |  | Office & Retail |  | Heavy Refurbishment | 1990s | Not listed | 21667 | 64873 | 8016.79 | 199.4% | 51222.79 |  |  |  |  | RC Cores / shear walls |  | 10 | 36 | 35 |  | 35 |  | Twin and Earth |  |  |  |  | Project 68 | 37% | 3
Apollo Business Centre, 158 Trundley's Road | Including sequestration | 426 | Lewisham | SE8 5JE | DC/23/130258 | Planning Portal | Mixed-use redevelopment of the site for a new building comprising part 10, part 26 storeys. 50% GGBS in superstructure concrete mix | 2023-02-02 |  |  | Commercial & Residential |  | New Build |  |  |  | 23204 |  |  | 23204 | [7 empty] | 27 | 26 |  |  |  | Greengage |  |  |  |  | Project 69 | 100% | 1
Apollo Business Centre, 158 Trundley's Road | Excluding sequestration | 433 | Lewisham | SE8 5JE | DC/23/130258 | Planning Portal | Mixed-use redevelopment of the site for a new building comprising part 10, part 26 storeys. 50% GGBS in superstructure concrete mix | 2023-02-02 |  |  | Commercial & Residential |  | New Build |  |  |  | 23204 |  |  | 23204 | [7 empty] | 27 | 26 |  |  |  | Greengage |  |  |  |  | Project 69 | 100% | 1
Borough Triangle Site | Excluding sequestration | 623 | Southwark | SE1 6BN | 22/AP/3149 | Planning Portal | Demolition of all existing buildings/structures, except 82 and part 83 Borough Road (retained, altered and refurbsihed). Basement construction, 4 new buildings with 5-46 storey heights. | 2022-09-05 |  |  | Office & Retail |  | New Build |  |  |  | 93367 |  |  | 93367 | [7 empty] | 46 | 46 |  |  |  | Whitecode |  |  |  |  | Project 70 | 100% | 1
Borough Triangle Site | Including sequestration |  | Southwark | SE1 6BN | 22/AP/3149 | Planning Portal | Demolition of all existing buildings/structures, except 82 and part 83 Borough Road (retained, altered and refurbsihed). Basement construction, 4 new buildings with 5-46 storey heights. | 2022-09-05 |  |  | Office & Retail |  | New Build |  |  |  | 93367 |  |  | 93367 | [7 empty] | 46 | 46 |  |  |  | Whitecode |  |  |  |  | Project 70 | 100% | 1
Boundary House 7 - 17 Jewry Street London EC3N 2EX | Excluding sequestration | 697 | City of London | EC3N 2AF | 21/00826/FULMAJ | Planning Portal | Demolition of existing builiding and the erection of a basement, ground plus part 14 and part 6 storey building plus plant. | 2021-09-30 | 2022-07-19 |  | Hotel |  | New Build |  |  |  | 11158 |  |  | 11158 | [7 empty] | 15 | 14 |  |  |  | Hoare Lea |  |  |  |  | Project 71 | 100% | 1
Boundary House 7 - 17 Jewry Street London EC3N 2EX | Including sequestration |  | City of London | EC3N 2AF | 21/00826/FULMAJ | Planning Portal | Demolition of existing builiding and the erection of a basement, ground plus part 14 and part 6 storey building plus plant. | 2021-09-30 | 2022-07-19 |  | Hotel |  | New Build |  |  |  | 11158 |  |  | 11158 | [7 empty] | 15 | 14 |  |  |  | Hoare Lea |  |  |  |  | Project 71 | 100% | 1
British Library Extension | Excluding sequestration | 635 | City of London | EC3N 2AF | 21/00826/FULMAJ | Planning Portal | Demolition of existing builiding and the erection of a basement, ground plus part 14 and part 6 storey building plus plant. | 2021-09-30 | 2022-07-19 |  | Hotel |  | New Build |  |  |  | 11158 |  |  | 11158 | [7 empty] | 15 | 14 |  |  |  | Hoare Lea |  |  |  |  | Project 71 | 100% | 1
British Library Extension | Including sequestration |  | City of London | EC3N 2AF | 21/00826/FULMAJ | Planning Portal | Demolition of existing builiding and the erection of a basement, ground plus part 14 and part 6 storey building plus plant. | 2021-09-30 | 2022-07-19 |  | Hotel |  | New Build |  |  |  | 11158 |  |  | 11158 | [7 empty] | 15 | 14 |  |  |  | Hoare Lea |  |  |  |  | Project 71 | 100% | 1
Burgess Industrial Park Parkhouse Street | Including sequestration | 406 | Southwark | SE5 7TJ | 21/AP/1342 | Planning Portal | 12 blocks of betweeen 2-13 storeys | 2021-04-19 |  |  | Commercial & Residential |  | New Build |  |  |  | 39696 |  |  | 39696 | [7 empty] | 12 | 12 |  |  |  | Waterman Building Services |  |  |  |  | Project 73 | 100% | 1
Burgess Industrial Park Parkhouse Street | Excluding sequestration | 423 | Southwark | SE5 7TJ | 21/AP/1342 | Planning Portal | 12 blocks of betweeen 2-13 storeys | 2021-04-19 |  |  | Commercial & Residential |  | New Build |  |  |  | 39696 |  |  | 39696 | [7 empty] | 12 | 12 |  |  |  | Waterman Building Services |  |  |  |  | Project 73 | 100% | 1
Bury House - 31 Bury Street | Excluding sequestration | 675 | City of London | EC3A 5AR | 20/00848/FULEIA | Planning Portal | The use of prefabricated structural and façade systems present opportunities for material effieincy, which have been explored and incorporated into the proposed design. Further material efficiency opportunities have been explored by retionalising structural gris and assessing different foundation options to minimise material use. Another key opportunity is the possibility to develop an all electric servicing strategy, with the use of heat pumps, in order to minimise operational carbon emissions, which will also benefit from the decarbonisation of the electricity grid. There are opportunities to reuse and recover materials from the existing development, to be identified in the pre-demolition audit. As a constraint, the small roof area compared to the building's total floor area, which needs to accomodate the centralised heating and cooling plant, makes the installation of PV panels to further reduce the operational carbon emissions unfeasible. | 2020-10-28 |  |  | Office & Retail |  | New Build |  |  |  | 30170 |  |  | 30170 | [7 empty] | 50 | 46 |  |  |  | Hoare Lea |  |  |  |  | Project 74 | 100% | 1
Bury House - 31 Bury Street | Including sequestration |  | City of London | EC3A 5AR | 20/00848/FULEIA | Planning Portal | The use of prefabricated structural and façade systems present opportunities for material effieincy, which have been explored and incorporated into the proposed design. Further material efficiency opportunities have been explored by retionalising structural gris and assessing different foundation options to minimise material use. Another key opportunity is the possibility to develop an all electric servicing strategy, with the use of heat pumps, in order to minimise operational carbon emissions, which will also benefit from the decarbonisation of the electricity grid. There are opportunities to reuse and recover materials from the existing development, to be identified in the pre-demolition audit. As a constraint, the small roof area compared to the building's total floor area, which needs to accomodate the centralised heating and cooling plant, makes the installation of PV panels to further reduce the operational carbon emissions unfeasible. | 2020-10-28 |  |  | Office & Retail |  | New Build |  |  |  | 30170 |  |  | 30170 | [7 empty] | 50 | 46 |  |  |  | Hoare Lea |  |  |  |  | Project 74 | 100% | 1
Buspace Studios | Including sequestration | 257 | Kensington and Chelsea | W10 5AP | PP/22/07709 | Planning Portal | Erection of 2 buildings with groundfloor connection | 2023-11-23 |  |  | Commercial & Residential |  | New Build |  |  |  | 9450 |  |  | 9450 | [7 empty] | 6 | 5 |  |  |  | XCO2 |  |  |  |  | Project 75 | 100% | 1
Buspace Studios | Excluding sequestration | 488 | Kensington and Chelsea | W10 5AP | PP/22/07709 | Planning Portal | Erection of 2 buildings with groundfloor connection | 2023-11-23 |  |  | Commercial & Residential |  | New Build |  |  |  | 9450 |  |  | 9450 | [7 empty] | 6 | 5 |  |  |  | XCO2 |  |  |  |  | Project 75 | 100% | 1
Canada Water Dockside Plot A1 | Including sequestration | 822 | Southwark | SE16 7PJ | 21/AP/2655 | Planning Portal | Plot A1 and A2 share basements. Ground plus mezzanine and 24 storeys | 2022-10-12 |  |  | Office |  | New Build |  |  |  | 61551 |  |  | 61551 | [7 empty] | 25 | 24 |  |  |  | Atelier Ten |  |  |  |  | Project 76 | 100% | 1
Canada Water Dockside Plot A1 | Excluding sequestration | 823 | Southwark | SE16 7PJ | 21/AP/2655 | Planning Portal | Plot A1 and A2 share basements. Ground plus mezzanine and 24 storeys | 2022-10-12 |  |  | Office |  | New Build |  |  |  | 61551 |  |  | 61551 | [7 empty] | 25 | 24 |  |  |  | Atelier Ten |  |  |  |  | Project 76 | 100% | 1
Canada Water Dockside Plot A2 | Including sequestration | 863 | Southwark | SE16 7PJ | 23/AP/0565 | Planning Portal | Erection of 11-storey building with 1 basement level | 2022-10-12 |  |  | Office |  | New Build |  |  |  | 35196 |  |  | 35196 | [7 empty] | 12 | 11 |  |  |  | Arup |  |  |  |  | Project 77 | 100% | 1
Canada Water Dockside Plot A2 | Excluding sequestration | 896 | Southwark | SE16 7PJ | 23/AP/0565 | Planning Portal | Erection of 11-storey building with 1 basement level | 2022-10-12 |  |  | Office |  | New Build |  |  |  | 35196 |  |  | 35196 | [7 empty] | 12 | 11 |  |  |  | Arup |  |  |  |  | Project 77 | 100% | 1
Castle & Fitzroy House 37 - 45 Paul Street | Including sequestration | 510 | Islington | EC2A 4UY | P2022/2893/FUL | Planning Portal | commercial building of 9 storeys (incl. lower ground and basement level) | 2022-08-31 | 2023-10-12 |  | Office |  | New Build |  |  |  | 32541 |  |  | 32541 | [7 empty] | 12 | 11 |  |  |  | Hoare Lea |  |  |  |  | Project 78 | 100% | 1
Castle & Fitzroy House 37 - 45 Paul Street | Excluding sequestration | 642 | Islington | EC2A 4UY | P2022/2893/FUL | Planning Portal | commercial building of 9 storeys (incl. lower ground and basement level) | 2022-08-31 | 2023-10-12 |  | Office |  | New Build |  |  |  | 32541 |  |  | 32541 | [7 empty] | 12 | 11 |  |  |  | Hoare Lea |  |  |  |  | Project 78 | 100% | 1
Church street residential development London | Including sequestration | 806 | Westminster | NW8 8EX | 21/08160/COOUT | Planning Portal |  | 2021-11-23 | 2023-06-30 |  | Commercial & Residential |  | New Build |  |  |  | 42683 |  |  | 42683 | [7 empty] | 14 | 13 |  |  |  | Max Fordham |  |  |  |  | Project 79 | 100% | 1
Church street residential development London | Excluding sequestration | 840 | Westminster | NW8 8EX | 21/08160/COOUT | Planning Portal |  | 2021-11-23 | 2023-06-30 |  | Commercial & Residential |  | New Build |  |  |  | 42683 |  |  | 42683 | [7 empty] | 14 | 13 |  |  |  | Max Fordham |  |  |  |  | Project 79 | 100% | 1
Colechurch House | Including sequestration | 995 | Southwark | SE1 2SX | 20/AP/3013 | Planning Portal | Erection of elevated 22-storey building, 4 storey basement, plant areas | 2020-10-12 |  |  | Office & Retail |  | New Build |  |  |  | 48178 |  |  | 48178 | [7 empty] | 26 | 22 |  |  |  | Sweco |  |  |  |  | Project 80 | 100% | 1
Colechurch House | Excluding sequestration | 1021 | Southwark | SE1 2SX | 20/AP/3013 | Planning Portal | Erection of elevated 22-storey building, 4 storey basement, plant areas | 2020-10-12 |  |  | Office & Retail |  | New Build |  |  |  | 48178 |  |  | 48178 | [7 empty] | 26 | 22 |  |  |  | Sweco |  |  |  |  | Project 80 | 100% | 1
Cripplegate House 1 Golden Lane | Excluding sequestration | 291 | City of London | EC1Y 0RR | 22/00202/FULMAJ | Planning Portal | Heritage building: retained. 90s Refurbishment: floors, core and structure retained. Floors extended. Northern elevation replaced and others reclad. Roof Refurbishment. | 2022-03-28 | 2022-11-01 |  | Office | No | Light Refurbishment | 1890s | Grade II | 12988.67 | 15649 | 1443.1856 | 20.48% | 2588 | No new basement |  | Steel | RC Cores / shear walls | RC Cores / shear walls |  | 9 | 13 | 12 | 3 |  |  | Hawkins Brown | London Structures Lab |  | HawkinsBrown | One Click LCA | Project 81 | 11.11% | 4
Cripplegate House 1 Golden Lane | Including sequestration | 290 | City of London | EC1Y 0RR | 22/00202/FULMAJ | Planning Portal | Heritage building: retained. 90s Refurbishment: floors, core and structure retained. Floors extended. Northern elevation replaced and others reclad. Roof Refurbishment. | 2022-03-28 | 2022-11-01 |  | Office | No | Light Refurbishment | 1890s | Grade II | 12988.67 | 15649 | 1443.1856 | 20.48% | 2588 | No new basement |  | Steel | RC Cores / shear walls | RC Cores / shear walls |  | 9 | 13 | 12 | 3 |  |  | Hawkins Brown | London Structures Lab |  | HawkinsBrown | One Click LCA | Project 81 | 11.11% | 4
Dyne House | Excluding sequestration | 743 | Haringey | N6 5EE | HGY/2023/0328 | Planning Portal | Redevelopment of Dyne House, to include: 1) Retention, refurbishment, Refurbishment and basement works to the principal five storey Dyne House structure (plus plant and lift over run); 2) Demolition and redevelopment of the rear Refurbishment and associated buildings to the rear, with erection of a new part one and part two storey structure, together with new basement levels; 3) Retention of the Parade Ground open space, with new multi-use surface; 4) Associated improvements to the Island Site access and underground tunnel, including: demolition of existing service block and erection of a replacement part one and part two storey structure; and 5) Associated landscaping and improved provision for emergency services, servicing and disabled parking. | 2023-03-08 |  | Pending | School | No | Heavy Refurbishment | 1960s | Not listed | 3019 | 6216 | 925 | 105.9% | 4122 | New and retained basement | Reinforced Concrete | Timber and steel |  | RC Cores / shear walls |  | 6 | 6 | 5 |  | 4 |  | AECOM | Expedition Engineering | AECOM | Hopkins Architects | One Click LCA | Project 82 | 30.64% | 3
Dyne House | Including sequestration | 686 | Haringey | N6 5EE | HGY/2023/0328 | Planning Portal | Redevelopment of Dyne House, to include: 1) Retention, refurbishment, Refurbishment and basement works to the principal five storey Dyne House structure (plus plant and lift over run); 2) Demolition and redevelopment of the rear Refurbishment and associated buildings to the rear, with erection of a new part one and part two storey structure, together with new basement levels; 3) Retention of the Parade Ground open space, with new multi-use surface; 4) Associated improvements to the Island Site access and underground tunnel, including: demolition of existing service block and erection of a replacement part one and part two storey structure; and 5) Associated landscaping and improved provision for emergency services, servicing and disabled parking. | 2023-03-08 |  | Pending | School | No | Heavy Refurbishment | 1960s | Not listed | 3019 | 6216 | 925 | 105.9% | 4122 | New and retained basement | Reinforced Concrete | Timber and steel |  | RC Cores / shear walls |  | 6 | 6 | 5 |  | 4 |  | AECOM | Expedition Engineering | AECOM | Hopkins Architects | One Click LCA | Project 82 | 30.64% | 3
Edward Rudolph House, 69-85 Margery Street | Excluding sequestration | 762 | Islington | WC1X 0JL | P2023/2059/FUL | Planning Portal | Demolition of existing building and erection of a 4-storey office building, plant encosure to roof | 2023-08-02 |  |  | Office |  | New Build |  |  |  | 4960 |  |  | 4960 | [7 empty] | 4 | 4 |  |  |  | Verte |  |  |  |  | Project 83 | 100% | 1
Edward Rudolph House, 69-85 Margery Street | Including sequestration |  | Islington | WC1X 0JL | P2023/2059/FUL | Planning Portal | Demolition of existing building and erection of a 4-storey office building, plant encosure to roof | 2023-08-02 |  |  | Office |  | New Build |  |  |  | 4960 |  |  | 4960 | [7 empty] | 4 | 4 |  |  |  | Verte |  |  |  |  | Project 83 | 100% | 1
Elephant And Castle Shopping Centre Site | Excluding sequestration |  | Southwark | SE17 1EU | 21/AP/1104 | Planning Portal | Multiple buiulding development | 2021-03-29 | 2021-07-29 |  | Commercial & Residential |  | New Build |  |  |  | 7330 |  |  | 7330 | [12 empty] | Hoare Lea |  |  |  |  | Project 84 | 100% | 1
Elephant And Castle Shopping Centre Site | Including sequestration |  | Southwark | SE17 1EU | 21/AP/1104 | Planning Portal | Multiple buiulding development | 2021-03-29 | 2021-07-29 |  | Commercial & Residential |  | New Build |  |  |  | 7330 |  |  | 7330 | [12 empty] | Hoare Lea |  |  |  |  | Project 84 | 100% | 1
Evelina Children's Hospital | Excluding sequestration | 998 | Lambeth | SE1 7EH | 21/01869/FUL | Planning Portal | 12 storey building plus 2 storey basement with 5 storey link Refurbishment | 2021-01-26 |  |  | Hospital/Medical |  | New Build |  |  |  | 27306 |  |  | 27306 | [7 empty] | 14 | 12 |  |  |  | AECOM |  |  |  |  | Project 85 | 100% | 1
Evelina Children's Hospital | Including sequestration |  | Lambeth | SE1 7EH | 21/01869/FUL | Planning Portal | 12 storey building plus 2 storey basement with 5 storey link Refurbishment | 2021-01-26 |  |  | Hospital/Medical |  | New Build |  |  |  | 27306 |  |  | 27306 | [7 empty] | 14 | 12 |  |  |  | AECOM |  |  |  |  | Project 85 | 100% | 1
Former Blackfriars Crown Court | Including sequestration | 806 | Southwark | SE1 0BT | 22/AP/1347 | Planning Portal | Minor material amendments to planning permission 20/AP/1537 [approval date: 06.05.2021] for the development of the site including partial demolition, Refurbishments and alterations to provide a commercial building with community uses. The amendments comprise: - basement and structural alterations including deepened and extended basement and revised piling approach; - cross laminated timber floor construction changed to concrete plank system; - addition of external structural columns on Sawyer Street façade; - internal reconfiguration including consolidation of cores, relocated refuse store, revised cycle parking and end of journey facilities, revised affordable workspace and community auditorium design; - fire strategy updates; - external alterations to doors and repositioning of south-east external stair; - relocation of visitor cycle parking; - rooftop amendments including revised swimming pool and atrium, revised roof plant enclosures, revised Community Pavilion layout, provision of additional office space; and - the addition of 37 more trees. ¦ Site Of The Former Blackfriars Crown Court 1-15 Pocock Street London SE1 0BT | 2022-04-04 | 2022-10-10 | Granted | Office & Retail | Yes | Heavy Refurbishment | 1960s | Not listed | 14459 | 34264 | 7811 | 137% | 27616 | New and retained basement | [5 empty] | 6 | 10 | 8 | 4 |  |  | Atelier Ten | AKT II | Atelier Ten | Sheppard Robson | One Click LCA | Project 87 | 54.02% | 3
Former Blackfriars Crown Court | Excluding sequestration | 815 | Southwark | SE1 0BT | 22/AP/1347 | Planning Portal | Minor material amendments to planning permission 20/AP/1537 [approval date: 06.05.2021] for the development of the site including partial demolition, Refurbishments and alterations to provide a commercial building with community uses. The amendments comprise: - basement and structural alterations including deepened and extended basement and revised piling approach; - cross laminated timber floor construction changed to concrete plank system; - addition of external structural columns on Sawyer Street façade; - internal reconfiguration including consolidation of cores, relocated refuse store, revised cycle parking and end of journey facilities, revised affordable workspace and community auditorium design; - fire strategy updates; - external alterations to doors and repositioning of south-east external stair; - relocation of visitor cycle parking; - rooftop amendments including revised swimming pool and atrium, revised roof plant enclosures, revised Community Pavilion layout, provision of additional office space; and - the addition of 37 more trees. ¦ Site Of The Former Blackfriars Crown Court 1-15 Pocock Street London SE1 0BT | 2022-04-04 | 2022-10-10 | Granted | Office & Retail | Yes | Heavy Refurbishment | 1960s | Not listed | 14459 | 34264 | 7811 | 137% | 27616 | New and retained basement | [5 empty] | 6 | 10 | 8 | 4 |  |  | Atelier Ten | AKT II | Atelier Ten | Sheppard Robson | One Click LCA | Project 87 | 54.02% | 3
Friars Close | Including sequestration | 651 | Southwark | SE1 0UL | 22/AP/4376 | Planning Portal | Erection of 9-storey building with 21-storey tower, terrace on 10th storey, external plan and waste storage | 2022-12-28 |  |  | Residential (inc. student accomodation) |  | New Build |  |  |  | 15513 |  |  | 15513 | [7 empty] | 21 | 21 |  |  |  | Max Fordham |  |  |  |  | Project 88 | 100% | 1
Friars Close | Excluding sequestration | 691 | Southwark | SE1 0UL | 22/AP/4376 | Planning Portal | Erection of 9-storey building with 21-storey tower, terrace on 10th storey, external plan and waste storage | 2022-12-28 |  |  | Residential (inc. student accomodation) |  | New Build |  |  |  | 15513 |  |  | 15513 | [7 empty] | 21 | 21 |  |  |  | Max Fordham |  |  |  |  | Project 88 | 100% | 1
Friary Court 65 Crutched Friars | Including sequestration | 693 | City of London | EC3N 2AE | 22/00882/FULMAJ | Planning Portal | Demolition of existing building and redevelopment for new building comprising basment, ground plus 20 upper floors | 2022-09-30 | 2023-06-27 |  | Residential (inc. student accomodation) |  | New Build |  |  |  | 27844 |  |  | 27844 | [7 empty] | 22 | 20 |  |  |  | Waterman Building Services |  |  |  |  | Project 89 | 100% | 1
Friary Court 65 Crutched Friars | Excluding sequestration | 697 | City of London | EC3N 2AE | 22/00882/FULMAJ | Planning Portal | Demolition of existing building and redevelopment for new building comprising basment, ground plus 20 upper floors | 2022-09-30 | 2023-06-27 |  | Residential (inc. student accomodation) |  | New Build |  |  |  | 27844 |  |  | 27844 | [7 empty] | 22 | 20 |  |  |  | Waterman Building Services |  |  |  |  | Project 89 | 100% | 1
Gillingham House | Including sequestration | 670 | Westminster | SW1V 1HU | 23/01690/FULL | Planning Portal | Intensive refurbishment and Refurbishment (demolish 2,183m2), 60% of area and 70% of volume retained | 2023-03-13 |  |  | Office |  | Heavy Refurbishment |  |  | 5457.5 | 9450 | 2183 | 73.16% | 6175.5 | No new basement | [5 empty] | 4 | 8 | 8 | 4 |  |  | Atelier Ten | Stantec |  |  |  | Project 90 | 40% | 3
Gillingham House | Excluding sequestration | 674 | Westminster | SW1V 1HU | 23/01690/FULL | Planning Portal | Intensive refurbishment and Refurbishment (demolish 2,183m2), 60% of area and 70% of volume retained | 2023-03-13 |  |  | Office |  | Heavy Refurbishment |  |  | 5457.5 | 9450 | 2183 | 73.16% | 6175.5 | No new basement | [5 empty] | 4 | 8 | 8 | 4 |  |  | Atelier Ten | Stantec |  |  |  | Project 90 | 40% | 3
Hyatt Place | Excluding sequestration | 418 | Hillingdon | UB4 0JN | 2385/APP/2022/2952 | Planning Portal | Partial demolition of the existing building, followed by refurbishment, side Refurbishments and upwards Refurbishments, alongside erection of perimeter blocks around a podium level, to increase hotel capacity (Class C1) whilst introducing industrial uses (Class E(g)(ii) and E(g)(iii)) at ground and first floor level. | 2022-09-27 |  | Pending | Hotel | Yes | Heavy Refurbishment | 1960s | Not listed | 9885 | 20372 | 1211 | 106.1% | 11698 | [6 empty] | 13 | 14 | 14 | 1 |  |  | Love Design Studio | Engineeria | Woodcote Power Consulting | Haptic | One Click LCA | Project 91 | 12.25% | 3
Hyatt Place | Including sequestration |  | Hillingdon | UB4 0JN | 2385/APP/2022/2952 | Planning Portal | Partial demolition of the existing building, followed by refurbishment, side Refurbishments and upwards Refurbishments, alongside erection of perimeter blocks around a podium level, to increase hotel capacity (Class C1) whilst introducing industrial uses (Class E(g)(ii) and E(g)(iii)) at ground and first floor level. | 2022-09-27 |  | Pending | Hotel | Yes | Heavy Refurbishment | 1960s | Not listed | 9885 | 20372 | 1211 | 106.1% | 11698 | [6 empty] | 13 | 14 | 14 | 1 |  |  | Love Design Studio | Engineeria | Woodcote Power Consulting | Haptic | One Click LCA | Project 91 | 12.25% | 3
Island Site Woolwich | Excluding sequestration | 383 | Greenwich | SE18 6PF | 22/3162/F | Planning Portal | The redevelopment (together with demolition and part demolition of existing buildings) and refurbishment of the Island Site to provide 494 co-living units (Use Class Sui Generis), 20 residential dwellings (Use Class C3(a)), community uses (Use Class E(d) and F2(b)), retail (Use Class E(a)), restaurants and cafes (Use Class E(b)) and offices (Use Class E(c)), new public realm with hard and soft landscaping, highways works, car parking, cycle parking, refuse and recycling storage, plant, external amenity space and associated works. Further detailed explanation of the proposal (not forming part of the formal description of development set out above): The proposal includes the erection of two mixed-use buildings following demolition of 17-27 Thomas Street and IBC Main Building; the refurbishment, Refurbishment and change of use of 2-4 Wellington Street, 6-10 Wellington Street, 12-14 Wellington Street, Thames Polytechnic: Arts and Science Building, Former Polytechnic Hall, 29 Thomas Street, IBC Central Building and refurbishment (and partial demolition) of the former workshops. To facilitate the following: 20 residential dwellings (Use Class C3(a)) 494 co-living units (Use Class sui generis) 3,294 sqm (GIA) of non-residential floorspace site wide · 1,100 sqm GIA of community uses (Use Class E(d) and F2(b)) · 1,414 sqm GIA of retail (Use Class E(a)) and restaurants and cafes (Use Class E(b)) · 780 sqm GIA of office floorspace (Use Class E(c)) Maximum building height of 35.12 metres Above Ordnance Datum (m AOD). The demolition works include 18-36 Wellington Street and 17-27 Thomas Street as well as the non-original rear Refurbishments to the Arts and Science building and the fourth workshop, and comprises a volume of 34,634 m3 (This application is an EIA development and is accompanied by an Environmental Statement) (The development may impact on the setting of the Grade II listed building on-site being the University of Greenwich, Woolwich Campus: Original Building, Gymnasium to Rear and Corner Entrance Range, as well as nearby Grade II* and Grade II listed buildings. In addition, the development may also impact the setting of the Woolwich Conservation Area) (The development includes demolition of unlisted buildings or structures in the Woolwich Conservation Area) | 2022-08-22 |  | Pending | Office, Retail & Residential | Yes | Heavy Refurbishment | 1880s | Grade II | 12544 | 28528 | 2508.8 | 127.4% | 18492.8 | No new basement | [5 empty] | 5 | 8 | 7 | 3 | 6 |  | Create |  |  |  | One Click LCA | Project 93 | 20% | 3
Island Site Woolwich | Including sequestration | 351 | Greenwich | SE18 6PF | 22/3162/F | Planning Portal | The redevelopment (together with demolition and part demolition of existing buildings) and refurbishment of the Island Site to provide 494 co-living units (Use Class Sui Generis), 20 residential dwellings (Use Class C3(a)), community uses (Use Class E(d) and F2(b)), retail (Use Class E(a)), restaurants and cafes (Use Class E(b)) and offices (Use Class E(c)), new public realm with hard and soft landscaping, highways works, car parking, cycle parking, refuse and recycling storage, plant, external amenity space and associated works. Further detailed explanation of the proposal (not forming part of the formal description of development set out above): The proposal includes the erection of two mixed-use buildings following demolition of 17-27 Thomas Street and IBC Main Building; the refurbishment, Refurbishment and change of use of 2-4 Wellington Street, 6-10 Wellington Street, 12-14 Wellington Street, Thames Polytechnic: Arts and Science Building, Former Polytechnic Hall, 29 Thomas Street, IBC Central Building and refurbishment (and partial demolition) of the former workshops. To facilitate the following: 20 residential dwellings (Use Class C3(a)) 494 co-living units (Use Class sui generis) 3,294 sqm (GIA) of non-residential floorspace site wide · 1,100 sqm GIA of community uses (Use Class E(d) and F2(b)) · 1,414 sqm GIA of retail (Use Class E(a)) and restaurants and cafes (Use Class E(b)) · 780 sqm GIA of office floorspace (Use Class E(c)) Maximum building height of 35.12 metres Above Ordnance Datum (m AOD). The demolition works include 18-36 Wellington Street and 17-27 Thomas Street as well as the non-original rear Refurbishments to the Arts and Science building and the fourth workshop, and comprises a volume of 34,634 m3 (This application is an EIA development and is accompanied by an Environmental Statement) (The development may impact on the setting of the Grade II listed building on-site being the University of Greenwich, Woolwich Campus: Original Building, Gymnasium to Rear and Corner Entrance Range, as well as nearby Grade II* and Grade II listed buildings. In addition, the development may also impact the setting of the Woolwich Conservation Area) (The development includes demolition of unlisted buildings or structures in the Woolwich Conservation Area) | 2022-08-22 |  | Pending | Office, Retail & Residential | Yes | Heavy Refurbishment | 1880s | Grade II | 12544 | 28528 | 2508.8 | 127.4% | 18492.8 | No new basement | [5 empty] | 5 | 8 | 7 | 3 | 6 |  | Create |  |  |  | One Click LCA | Project 93 | 20% | 3
Jubilee House | Excluding sequestration | 474 | London Legacy Development Corporation | E15 1AN | 21/00483/FUL | Planning Portal | Application made under the provisions of the Town and Country Planning Act 1990 (England and Wales) (as amended), accompanied by an ES under the Environmental Impact Assessment Regulations 2017 (as amended), seeking approval for the demolition for the demolition of Jubilee House (Class E - Office) and partial demolition of Broadway House (Class F1 - School) and erection of a building up to 36 storeys (plus basement, roof plant and partial mezzanine above ground floor) 32,760m2 (GIA) to provide student accommodation 23,900m2 (GIA) (Sui Generis) and a school 8,815m2 (GIA) (Class F1), with provision of a new eastern access ramp to the Jupp Road Bridge, public realm and associated hard and soft landscaping, car parking and servicing, cycle store, boundary treatments and other associated works. | 2021-10-13 | 2022-09-21 | Granted | Residential (inc. student accomodation) |  | Heavy Refurbishment |  | Not listed | 9586 | 32760 | 7570 | 241.7% | 30744 | [6 empty] | 6 | 39 | 38 | 33 |  |  | eb7 | Elliot Wood | DSA | Allford Hall Monaghan Morris | One Click LCA | Project 95 | 78.97% | 3
Jubilee House | Including sequestration |  | London Legacy Development Corporation | E15 1AN | 21/00483/FUL | Planning Portal | Application made under the provisions of the Town and Country Planning Act 1990 (England and Wales) (as amended), accompanied by an ES under the Environmental Impact Assessment Regulations 2017 (as amended), seeking approval for the demolition for the demolition of Jubilee House (Class E - Office) and partial demolition of Broadway House (Class F1 - School) and erection of a building up to 36 storeys (plus basement, roof plant and partial mezzanine above ground floor) 32,760m2 (GIA) to provide student accommodation 23,900m2 (GIA) (Sui Generis) and a school 8,815m2 (GIA) (Class F1), with provision of a new eastern access ramp to the Jupp Road Bridge, public realm and associated hard and soft landscaping, car parking and servicing, cycle store, boundary treatments and other associated works. | 2021-10-13 | 2022-09-21 | Granted | Residential (inc. student accomodation) |  | Heavy Refurbishment |  | Not listed | 9586 | 32760 | 7570 | 241.7% | 30744 | [6 empty] | 6 | 39 | 38 | 33 |  |  | eb7 | Elliot Wood | DSA | Allford Hall Monaghan Morris | One Click LCA | Project 95 | 78.97% | 3
JVC Business Park | Excluding sequestration | 619 | Brent | NW2 7AF | 22/1849 | Planning Portal | Full planning application for an Refurbishment to the existing data centre at the adjacent JVC House, alongside the re-configuration of the car parking layout, in association with its use as a data centre, subject to Deed of Agreement dated 6th December 2022 under Section 106 of Town and Country Planning Act, 1990. ¦ JVC Business Park, Priestley Way, London, NW2 | 2022-05-19 | 2022-12-07 | Granted | Data Centre | No | Heavy Refurbishment | 2000s | Not listed | 28470 | 47182 | 0 | 65.73% | 18712 | No new basement | [5 empty] | 4 | 4 | 4 |  | 4 |  | Hoare Lea |  |  | Scott Brownrigg | One Click LCA | Project 96 | 0% | 3
JVC Business Park | Including sequestration | 618 | Brent | NW2 7AF | 22/1849 | Planning Portal | Full planning application for an Refurbishment to the existing data centre at the adjacent JVC House, alongside the re-configuration of the car parking layout, in association with its use as a data centre, subject to Deed of Agreement dated 6th December 2022 under Section 106 of Town and Country Planning Act, 1990. ¦ JVC Business Park, Priestley Way, London, NW2 | 2022-05-19 | 2022-12-07 | Granted | Data Centre | No | Heavy Refurbishment | 2000s | Not listed | 28470 | 47182 | 0 | 65.73% | 18712 | No new basement | [5 empty] | 4 | 4 | 4 |  | 4 |  | Hoare Lea |  |  | Scott Brownrigg | One Click LCA | Project 96 | 0% | 3
Kensington Centre, 66 Hammersmith Road | Including sequestration | 688 | Hammersmith and Fulham | W14 8UD | 2023/00585/FUL | Planning Portal | Demolition of existing building and erection of 11-storey building (plus basement and plant roof) | 2023-03-03 |  |  | Office |  | New Build |  |  |  | 24441 |  |  | 24441 | [7 empty] | 12 | 11 |  |  |  | LCD |  |  |  |  | Project 97 | 100% | 1
Kensington Centre, 66 Hammersmith Road | Excluding sequestration | 704 | Hammersmith and Fulham | W14 8UD | 2023/00585/FUL | Planning Portal | Demolition of existing building and erection of 11-storey building (plus basement and plant roof) | 2023-03-03 |  |  | Office |  | New Build |  |  |  | 24441 |  |  | 24441 | [7 empty] | 12 | 11 |  |  |  | LCD |  |  |  |  | Project 97 | 100% | 1
King's Place (Land at Harper Street/Borough High Street) | Including sequestration | 521 | Southwark | SE1 1JJ | 23/AP/0479 | Planning Portal | Demolition of existing buildings, part 5-11 storey building. | 2023-02-22 |  |  | Residential (inc. student accomodation) |  | New Build |  |  |  | 16036 |  |  | 16036 | [7 empty] | 11 | 11 |  |  |  | Scotch Partners |  |  |  |  | Project 98 | 100% | 1
King's Place (Land at Harper Street/Borough High Street) | Excluding sequestration | 590 | Southwark | SE1 1JJ | 23/AP/0479 | Planning Portal | Demolition of existing buildings, part 5-11 storey building. | 2023-02-22 |  |  | Residential (inc. student accomodation) |  | New Build |  |  |  | 16036 |  |  | 16036 | [7 empty] | 11 | 11 |  |  |  | Scotch Partners |  |  |  |  | Project 98 | 100% | 1
Leconfield House | Excluding sequestration | 415 | Westminster | W1J 5JB | 23/02111/FULL | Planning Portal | Excavation to provide one additional basement level; removal and replacement of facades at ground floor level and part first floor and alterations to the facades at first to fifth floor levels including replacement windows throughout; demolition of the sixth and seventh floor levels and replacement with new sixth and seventh floor levels with plant in an associated enclosure, creation of terraces at sixth and seventh floor level, a rear Refurbishment on the western side of the building from ground to seventh floor level and use of the building as either medical / spa / bars / restaurants / retail / office and fitness, or as office accommodation all within Class E. | 2023-03-29 |  | Pending | Office & Retail | No | Heavy Refurbishment | 1930s | Not listed | 8757 | 10148 | 1452 | 15.88% | 2843 | New and retained basement | [5 empty] | 9 | 10 | 8 | 1 | 8 |  | Elliott Wood | Elliot Wood | AECOM | EPR Architects | One Click LCA | Project 99 | 16.58% | 3
Leconfield House | Including sequestration | 405 | Westminster | W1J 5JB | 23/02111/FULL | Planning Portal | Excavation to provide one additional basement level; removal and replacement of facades at ground floor level and part first floor and alterations to the facades at first to fifth floor levels including replacement windows throughout; demolition of the sixth and seventh floor levels and replacement with new sixth and seventh floor levels with plant in an associated enclosure, creation of terraces at sixth and seventh floor level, a rear Refurbishment on the western side of the building from ground to seventh floor level and use of the building as either medical / spa / bars / restaurants / retail / office and fitness, or as office accommodation all within Class E. | 2023-03-29 |  | Pending | Office & Retail | No | Heavy Refurbishment | 1930s | Not listed | 8757 | 10148 | 1452 | 15.88% | 2843 | New and retained basement | [5 empty] | 9 | 10 | 8 | 1 | 8 |  | Elliott Wood | Elliot Wood | AECOM | EPR Architects | One Click LCA | Project 99 | 16.58% | 3
Liverpool Street Station | Excluding sequestration | 867 | City of London | EC2M 7PY | 23/00453/FULEIA | Planning Portal | Partial demolition of Station including concourse, train sheds and entrances to Bishopsgate, Liverpool Street and Sun Street Passage. Demolition of 50 Liverpool Street. Construction and remodelling of station at basement, lower and upper concourses, new station roof, new entrances to Bishopsgate, Liverpool Street and Sun Street Passage, new lifts and escalators. Provision of units at basement, lower and upper concourse flrs for retail, café/restaurant, public house/bar. Remodelling of existing bus station and provision of a cycle hub on upper concourse. Andaz/Great Eastern Hotel:Alteration of existing building at basement, ground and upper flrs including insertion of new structure, creation of new west wall and removal and replacement of mansard roof. Change of use from hotel to office at part ground flr and across flrs 1-4; access to servicing area from vehicle lifts at flr 3; provision of units at basement and ground for retail, café/restaurant, and public house/bar; spaces for leisure and community uses; retail and café/restaurant at part of flr 5. Over Station Development:Erection of a new building above Liverpool Street Station and 40 Liverpool Street with maximum height of 108.6 metres AOD in height (excluding rooftop plant) comprising office use at flrs 5-13, and partly at flrs 14-15, with ancillary lobby and functions at flrs 3-4. New hotel at flrs 17-20 and partly within flrs 14-16, ancillary restaurant/bar at flr 15 and ancillary leisure facility at flr 16. New public amenity space at podium level comprising café/restaurant, retail, leisure; and partially at flr 16 comprising outdoor pool, leisure court and café/restaurant, alongside a publicly accessible roof garden. Provision of lifts, cycle parking, servicing, refuse, and plant. Public Realm:Refurbishment and Refurbishment of Hope Square and Bishopsgate Plaza. New pedestrian routes, including the pedestrianisation of Liverpool Street and new pedestrian footway to Exchange Square | 2023-05-02 |  | Pending |  | No | Heavy Refurbishment | 1880s | Grade II* | 40869 | 151394 | 22443 | 270.4% | 132968 | No new basement | [5 empty] | 10 | 24 | 22 | 14 |  |  | WSP | WSP | WSP | Herzog & de Meuron | One Click LCA | Project 100 | 54.91% | 3
Liverpool Street Station | Including sequestration | 801 | City of London | EC2M 7PY | 23/00453/FULEIA | Planning Portal | Partial demolition of Station including concourse, train sheds and entrances to Bishopsgate, Liverpool Street and Sun Street Passage. Demolition of 50 Liverpool Street. Construction and remodelling of station at basement, lower and upper concourses, new station roof, new entrances to Bishopsgate, Liverpool Street and Sun Street Passage, new lifts and escalators. Provision of units at basement, lower and upper concourse flrs for retail, café/restaurant, public house/bar. Remodelling of existing bus station and provision of a cycle hub on upper concourse. Andaz/Great Eastern Hotel:Alteration of existing building at basement, ground and upper flrs including insertion of new structure, creation of new west wall and removal and replacement of mansard roof. Change of use from hotel to office at part ground flr and across flrs 1-4; access to servicing area from vehicle lifts at flr 3; provision of units at basement and ground for retail, café/restaurant, and public house/bar; spaces for leisure and community uses; retail and café/restaurant at part of flr 5. Over Station Development:Erection of a new building above Liverpool Street Station and 40 Liverpool Street with maximum height of 108.6 metres AOD in height (excluding rooftop plant) comprising office use at flrs 5-13, and partly at flrs 14-15, with ancillary lobby and functions at flrs 3-4. New hotel at flrs 17-20 and partly within flrs 14-16, ancillary restaurant/bar at flr 15 and ancillary leisure facility at flr 16. New public amenity space at podium level comprising café/restaurant, retail, leisure; and partially at flr 16 comprising outdoor pool, leisure court and café/restaurant, alongside a publicly accessible roof garden. Provision of lifts, cycle parking, servicing, refuse, and plant. Public Realm:Refurbishment and Refurbishment of Hope Square and Bishopsgate Plaza. New pedestrian routes, including the pedestrianisation of Liverpool Street and new pedestrian footway to Exchange Square | 2023-05-02 |  | Pending |  | No | Heavy Refurbishment | 1880s | Grade II* | 40869 | 151394 | 22443 | 270.4% | 132968 | No new basement | [5 empty] | 10 | 24 | 22 | 14 |  |  | WSP | WSP | WSP | Herzog & de Meuron | One Click LCA | Project 100 | 54.91% | 3
Maclise Multi-Storey Car Park, Olympia | Excluding sequestration | 652 | Hammersmith and Fulham | W14 8UX | 2021/04167/FUL | Planning Portal | All floors and internal structures (floor, ramps, princ. And sec. stair cores) demolished, elevation re-clad and re-glazed from ground to level 4, façade to retained structure replaced | 2021-12-29 |  |  | Hotel | Yes | Substructure and/or Façade Retained | 1930s | Grade II |  | 19655 |  |  | 19655 | New | Reinforced Concrete |  |  |  |  | 5 | 9 | 8 | 3 |  |  | McBains |  |  | SPPARC |  | Project 101 |  | 2
Maclise Multi-Storey Car Park, Olympia | Including sequestration | 599 | Hammersmith and Fulham | W14 8UX | 2021/04167/FUL | Planning Portal | All floors and internal structures (floor, ramps, princ. And sec. stair cores) demolished, elevation re-clad and re-glazed from ground to level 4, façade to retained structure replaced | 2021-12-29 |  |  | Hotel | Yes | Substructure and/or Façade Retained | 1930s | Grade II |  | 19655 |  |  | 19655 | New | Reinforced Concrete |  |  |  |  | 5 | 9 | 8 | 3 |  |  | McBains |  |  | SPPARC |  | Project 101 |  | 2
New City Court | Including sequestration | 551 | Southwark | SE1 9RS | 21/AP/1361 | Planning Portal | New-build 26-storey buildings (plus mezzanine and 2 basement levels), restoration and refurb. of listed terrace (4-16 St Thomas Street), redevelopment of Keats House (reinstatement of façade) | 2021-04-21 | 2022-01-13 |  | Office & Retail |  | Heavy Refurbishment |  | Grade II |  | 55461 |  | 90% | 55461 | New and retained basement | Brickwork and timber |  |  |  |  | 5 | 28 | 26 |  | 28 |  | chapmanbdsp |  |  | Allford Hall Monaghan Morris |  | Project 102 | 90% | 3
New City Court | Excluding sequestration | 555 | Southwark | SE1 9RS | 21/AP/1361 | Planning Portal | New-build 26-storey buildings (plus mezzanine and 2 basement levels), restoration and refurb. of listed terrace (4-16 St Thomas Street), redevelopment of Keats House (reinstatement of façade) | 2021-04-21 | 2022-01-13 |  | Office & Retail |  | Heavy Refurbishment |  | Grade II |  | 55461 |  | 90% | 55461 | New and retained basement | Brickwork and timber |  |  |  |  | 5 | 28 | 26 |  | 28 |  | chapmanbdsp |  |  | Allford Hall Monaghan Morris |  | Project 102 | 90% | 3
Newcombe House | Including sequestration | 613 | Kensington and Chelsea | W8 7LX | PP/23/03534 | Planning Portal | Newcombe House: 100% of tower foundations retained - vertical Refurbishment part 14-15 storey. 90% of steel frame and floor slabs retained. Kensington Church Street Building: erection of a new 6-storey building. Affordable block: 8-storey building. 43% floor slabs retained. 19% of the total proposed floor area GIA is demolished across the developments. | 2023-06-05 |  |  | Office | No | Heavy Refurbishment | 1950s | Not listed | 11400 | 26902 | 5942 | 136% | 21444 | New and retained basement | Reinforced Concrete |  | RC Cores / shear walls |  |  | 12 | 15 | 15 | 3 |  |  | HDR | AKT II | HDR | Squire and Partners | One Click LCA | Project 103 | 52.12% | 3
Newcombe House | Excluding sequestration | 615 | Kensington and Chelsea | W8 7LX | PP/23/03534 | Planning Portal | Newcombe House: 100% of tower foundations retained - vertical Refurbishment part 14-15 storey. 90% of steel frame and floor slabs retained. Kensington Church Street Building: erection of a new 6-storey building. Affordable block: 8-storey building. 43% floor slabs retained. 19% of the total proposed floor area GIA is demolished across the developments. | 2023-06-05 |  |  | Office | No | Heavy Refurbishment | 1950s | Not listed | 11400 | 26902 | 5942 | 136% | 21444 | New and retained basement | Reinforced Concrete |  | RC Cores / shear walls |  |  | 12 | 15 | 15 | 3 |  |  | HDR | AKT II | HDR | Squire and Partners | One Click LCA | Project 103 | 52.12% | 3
Plot H1 Elephant Park | Excluding sequestration | 416 | Southwark | SE17 1GD | 21/AP/1819 | Planning Portal | Erection of 17-storey building with basement and rooftop plant. | 2021-05-24 |  |  | Office |  | New Build |  |  |  | 63598 |  |  | 63598 | [7 empty] | 18 | 17 |  |  |  | HDR |  |  |  |  | Project 105 | 100% | 1
Plot H1 Elephant Park | Including sequestration |  | Southwark | SE17 1GD | 21/AP/1819 | Planning Portal | Erection of 17-storey building with basement and rooftop plant. | 2021-05-24 |  |  | Office |  | New Build |  |  |  | 63598 |  |  | 63598 | [7 empty] | 18 | 17 |  |  |  | HDR |  |  |  |  | Project 105 | 100% | 1
Portland House | Including sequestration | 778 | Westminster | SW1E 5DJ | 22/05428/FULL | Planning Portal | Two-storey Refurbishment including roof-level plant , creation of a setback rooftop Refurbishment, refurbishment of existing | 2022-08-04 | 2022-12-23 |  | Office | No | Light Refurbishment | 1960s | Not listed | 42501 | 46243 | 3280 | 8.804% | 3742 |  | Reinforced Concrete |  |  |  | Horizontal Refurbishment | 30 | 31 | 31 | 1 | 2 |  | Buro Happold |  |  |  |  | Project 106 | 7.717% | 4
Portland House | Excluding sequestration | 778 | Westminster | SW1E 5DJ | 22/05428/FULL | Planning Portal | Two-storey Refurbishment including roof-level plant , creation of a setback rooftop Refurbishment, refurbishment of existing | 2022-08-04 | 2022-12-23 |  | Office | No | Light Refurbishment | 1960s | Not listed | 42501 | 46243 | 3280 | 8.804% | 3742 |  | Reinforced Concrete |  |  |  | Horizontal Refurbishment | 30 | 31 | 31 | 1 | 2 |  | Buro Happold |  |  |  |  | Project 106 | 7.717% | 4
Poultry Market And General Market And The Annexe Buildings West Smithfield | Excluding sequestration | 456 | City of London | EC1A 9LH | 19/01343/FULEIA | Planning Portal | Part demolition, repair, refurbishment and Refurbishment of existing buildings (all levels including basements) | 2019-12-19 | 2022-11-22 |  | Office | Yes | Heavy Refurbishment | 1950s | Grade II | 15617 | 43037 | 5466 | 175.6% | 32886 | New and retained basement | Reinforced Concrete |  |  |  | Load balancing at foundations | 3 | 3 | 3 |  | 1 |  | Arup |  |  |  | One Click LCA | Project 108 | 35% | 3
Poultry Market And General Market And The Annexe Buildings West Smithfield | Including sequestration | 429 | City of London | EC1A 9LH | 19/01343/FULEIA | Planning Portal | Part demolition, repair, refurbishment and Refurbishment of existing buildings (all levels including basements) | 2019-12-19 | 2022-11-22 |  | Office | Yes | Heavy Refurbishment | 1950s | Grade II | 15617 | 43037 | 5466 | 175.6% | 32886 | New and retained basement | Reinforced Concrete |  |  |  | Load balancing at foundations | 3 | 3 | 3 |  | 1 |  | Arup |  |  |  | One Click LCA | Project 108 | 35% | 3
Red Lion Court 46-48 Park Street | Including sequestration | 446 | Southwark | SE1 9EQ | 22/AP/1602 | Planning Portal | Basement retained and extended by an additional level, re-use as many piles are possible. New 11-storey building with 2 cores | 2022-05-06 |  |  | Office | Yes | Substructure and/or Façade Retained |  |  | 17335 | 32965 | 17335 | 90.16% | 32965 | [7 empty] | 11 | 11 |  |  |  | Arup |  |  |  |  | Project 110 | 100% | 2
Red Lion Court 46-48 Park Street | Excluding sequestration | 530 | Southwark | SE1 9EQ | 22/AP/1602 | Planning Portal | Basement retained and extended by an additional level, re-use as many piles are possible. New 11-storey building with 2 cores | 2022-05-06 |  |  | Office | Yes | Substructure and/or Façade Retained |  |  | 17335 | 32965 | 17335 | 90.16% | 32965 | [7 empty] | 11 | 11 |  |  |  | Arup |  |  |  |  | Project 110 | 100% | 2
Royal Mint Court - Embassy House | Excluding sequestration | 562 | Tower Hamlets | EC3N 4QN | PA/21/01327/A1 | Planning Portal | The building’s steel frame, reinforced concrete slabs and concrete encasements to the steel are largely retained. Substructure enhancements through addition of miniature piles, increasing size of pile caps and localised recasting of the basement slab is reusing existing substructure. | 2021-06-11 | 2023-02-10 | Not granted | Office & Retail |  | Light Refurbishment |  |  |  | 30791 | [10 empty] | 7 | 6 |  |  |  | Cundall |  |  |  |  | Project 111 |  | 4
Royal Mint Court - Embassy House | Including sequestration |  | Tower Hamlets | EC3N 4QN | PA/21/01327/A1 | Planning Portal | The building’s steel frame, reinforced concrete slabs and concrete encasements to the steel are largely retained. Substructure enhancements through addition of miniature piles, increasing size of pile caps and localised recasting of the basement slab is reusing existing substructure. | 2021-06-11 | 2023-02-10 | Not granted | Office & Retail |  | Light Refurbishment |  |  |  | 30791 | [10 empty] | 7 | 6 |  |  |  | Cundall |  |  |  |  | Project 111 |  | 4
Royal Mint Court – Johnson Smirke Building | Excluding sequestration | 425 | Tower Hamlets | EC3N 4QN | PA/21/01327/A1 | Planning Portal | refurbishment and restoration, grade II listed, New mechanical, electrical and public health services, enhanced insulation and secondary glazing. | 2021-06-11 | 2023-02-10 |  | Office & Retail |  | Retrofit |  |  |  | 5011 |  |  | 5011 | [6 empty] | 5 | 5 | 4 |  |  |  | Cundall |  |  |  |  | Project 112 |  | 5
Royal Mint Court – Johnson Smirke Building | Including sequestration |  | Tower Hamlets | EC3N 4QN | PA/21/01327/A1 | Planning Portal | refurbishment and restoration, grade II listed, New mechanical, electrical and public health services, enhanced insulation and secondary glazing. | 2021-06-11 | 2023-02-10 |  | Office & Retail |  | Retrofit |  |  |  | 5011 |  |  | 5011 | [6 empty] | 5 | 5 | 4 |  |  |  | Cundall |  |  |  |  | Project 112 |  | 5
Royal Mint Court - Seaman's Registry | Excluding sequestration | 401 | Tower Hamlets | EC3N 4QN | PA/21/01327/A1 | Planning Portal | Retain the Grade-II listed façades, therefore only refurbished internally with enhanced insulation and secondary glazing. Only minimal refurbishment proposed, maximising retention of existing building fabric | 2021-06-11 | 2023-02-10 |  | Office & Retail |  | Retrofit |  |  |  | 8113 |  |  | 8113 | [6 empty] | 4 | 4 | 4 |  |  |  | Cundall |  |  |  |  | Project 113 |  | 5
Royal Mint Court - Seaman's Registry | Including sequestration |  | Tower Hamlets | EC3N 4QN | PA/21/01327/A1 | Planning Portal | Retain the Grade-II listed façades, therefore only refurbished internally with enhanced insulation and secondary glazing. Only minimal refurbishment proposed, maximising retention of existing building fabric | 2021-06-11 | 2023-02-10 |  | Office & Retail |  | Retrofit |  |  |  | 8113 |  |  | 8113 | [6 empty] | 4 | 4 | 4 |  |  |  | Cundall |  |  |  |  | Project 113 |  | 5
Royal Mint Court – Cultural Exchange | Excluding sequestration | 642 | Tower Hamlets | EC3N 4QN | PA/21/01327/A1 | Planning Portal | Majority of existing structure retained and repurposed, with localised demolition. | 2021-06-11 | 2023-02-10 | Not granted | Office & Retail |  | Light Refurbishment |  |  |  | 8238 | [9 empty] | 5 | 6 | 5 |  | 2 |  | Cundall |  |  |  |  | Project 114 |  | 4
Royal Mint Court – Cultural Exchange | Including sequestration |  | Tower Hamlets | EC3N 4QN | PA/21/01327/A1 | Planning Portal | Majority of existing structure retained and repurposed, with localised demolition. | 2021-06-11 | 2023-02-10 | Not granted | Office & Retail |  | Light Refurbishment |  |  |  | 8238 | [9 empty] | 5 | 6 | 5 |  | 2 |  | Cundall |  |  |  |  | Project 114 |  | 4
Royal Street Plot C | Including sequestration | 486 | Lambeth | SE1 7LL | 22/01206/EIAFUL | Planning Portal |  | 2022-04-21 |  |  | Office |  | New Build |  |  |  | 29022 |  |  | 29022 | [7 empty] | 15 | 15 |  |  |  | Arup |  |  |  |  | Project 115 | 100% | 1
Royal Street Plot C | Excluding sequestration | 571 | Lambeth | SE1 7LL | 22/01206/EIAFUL | Planning Portal |  | 2022-04-21 |  |  | Office |  | New Build |  |  |  | 29022 |  |  | 29022 | [7 empty] | 15 | 15 |  |  |  | Arup |  |  |  |  | Project 115 | 100% | 1
Royal Street Plot D | Including sequestration | 399 | Lambeth | SE1 7LL | 22/01206/EIAFUL | Planning Portal |  | 2022-04-21 |  |  | Office |  | New Build |  |  |  | 52380 |  |  | 52380 | [7 empty] | 15 | 14 |  |  |  | Arup |  |  |  |  | Project 116 | 100% | 1
Royal Street Plot D | Excluding sequestration | 487 | Lambeth | SE1 7LL | 22/01206/EIAFUL | Planning Portal |  | 2022-04-21 |  |  | Office |  | New Build |  |  |  | 52380 |  |  | 52380 | [7 empty] | 15 | 14 |  |  |  | Arup |  |  |  |  | Project 116 | 100% | 1
Royal Street Plot E | Including sequestration | 551 | Lambeth | SE1 7LL | 22/01206/EIAFUL | Planning Portal | Partial reuse & Refurbishment, existing basement retained under existing building, new Refurbishments (horizontal) to retained Beckett House structure | 2022-04-21 |  |  | Office |  | Substructure and/or Façade Retained |  |  |  | 40705 |  |  | 40705 | [7 empty] | 16 | 15 |  |  |  | Arup |  |  |  |  | Project 117 |  | 2
Royal Street Plot E | Excluding sequestration | 579 | Lambeth | SE1 7LL | 22/01206/EIAFUL | Planning Portal | Partial reuse & Refurbishment, existing basement retained under existing building, new Refurbishments (horizontal) to retained Beckett House structure | 2022-04-21 |  |  | Office |  | Substructure and/or Façade Retained |  |  |  | 40705 |  |  | 40705 | [7 empty] | 16 | 15 |  |  |  | Arup |  |  |  |  | Project 117 |  | 2
Princes Court - 7 Prince's Street | Excluding sequestration | 614 | City of London | EC2R 8AQ | 22/00158/FULMAJ | Planning Portal | Retention of superstructure RC frame and basement, 3 storeys of new light-weight structure added | 2022-02-28 | 2023-01-18 |  | Office & Retail |  | Light Refurbishment | 1970s | Not listed | 6318 | 7220 | 631.8 | 14.28% | 1533.8 | [6 empty] | 10 | 12 | 9 | 2 |  |  | Atelier Ten |  |  |  |  | Project 109 | 10% | 4
Princes Court - 7 Prince's Street | Including sequestration |  | City of London | EC2R 8AQ | 22/00158/FULMAJ | Planning Portal | Retention of superstructure RC frame and basement, 3 storeys of new light-weight structure added | 2022-02-28 | 2023-01-18 |  | Office & Retail |  | Light Refurbishment | 1970s | Not listed | 6318 | 7220 | 631.8 | 14.28% | 1533.8 | [6 empty] | 10 | 12 | 9 | 2 |  |  | Atelier Ten |  |  |  |  | Project 109 | 10% | 4
Salisbury Square - Commercial Building | Including sequestration | 1256 | City of London | EC4Y 8AP | 20/00907/FULEIA | Planning Portal | 150 year design life and heavy finishes | 2020-12-16 | 2021-07-30 |  | Office & Retail |  | New Build |  |  |  | 11357 |  |  | 11357 | [12 empty] | AECOM |  |  |  |  | Project 118 | 100% | 1
Salisbury Square - Commercial Building | Excluding sequestration | 1309 | City of London | EC4Y 8AP | 20/00907/FULEIA | Planning Portal | 150 year design life and heavy finishes | 2020-12-16 | 2021-07-30 |  | Office & Retail |  | New Build |  |  |  | 11357 |  |  | 11357 | [12 empty] | AECOM |  |  |  |  | Project 118 | 100% | 1
Shepherd's Bush Market | Including sequestration | 665 | Hammersmith and Fulham | W12 8DF | 2023/01903/FUL | Planning Portal | Reconfigure site for public and vehicular access, new shops, new ground plus 8 storey building, new ground plus 5 storey building, works to facades of arches | 2023-04-26 |  |  | Office |  | New Build |  |  |  | 35823 |  |  | 35823 | [7 empty] | 8 | 8 |  |  |  | chapmanbdsp |  |  |  |  | Project 120 | 100% | 1
Shepherd's Bush Market | Excluding sequestration | 690 | Hammersmith and Fulham | W12 8DF | 2023/01903/FUL | Planning Portal | Reconfigure site for public and vehicular access, new shops, new ground plus 8 storey building, new ground plus 5 storey building, works to facades of arches | 2023-04-26 |  |  | Office |  | New Build |  |  |  | 35823 |  |  | 35823 | [7 empty] | 8 | 8 |  |  |  | chapmanbdsp |  |  |  |  | Project 120 | 100% | 1
Solomons Passage | Excluding sequestration | 250 | Southwark | SE15 3UH | 20/AP/3285 | Planning Portal | Block A: Erection of 7-storey building, Block B+C: Erection of 6-storey building, basement and ground floor slab retained, Block D: Erection of partly 2, partly 4-storey building. | 2020-12-07 | 2022-04-20 |  | Residential (inc. student accomodation) | No | Substructure and/or Façade Retained |  | Not listed | 9678 | 13728 | 7498 | 41.85% | 11548 | [7 empty] | 6 | 6 | 6 |  |  | Create |  |  |  |  | Project 121 | 77.47% | 2
Solomons Passage | Including sequestration | 247 | Southwark | SE15 3UH | 20/AP/3285 | Planning Portal | Block A: Erection of 7-storey building, Block B+C: Erection of 6-storey building, basement and ground floor slab retained, Block D: Erection of partly 2, partly 4-storey building. | 2020-12-07 | 2022-04-20 |  | Residential (inc. student accomodation) | No | Substructure and/or Façade Retained |  | Not listed | 9678 | 13728 | 7498 | 41.85% | 11548 | [7 empty] | 6 | 6 | 6 |  |  | Create |  |  |  |  | Project 121 | 77.47% | 2
South Kensington Underground Station | Excluding sequestration | 1007 | Kensington and Chelsea | SW7 2NB | PP/20/03216 | Planning Portal | Multiple buildings - reuse of street facing façade, retention of structure, some exisisting steel substructure elements reused. | 2020-06-11 | 2021-12-13 |  | Residential (inc. student accomodation) |  | Substructure and/or Façade Retained |  | Grade II* | 492 | 11905 | 492 | 2320% | 11905 | [12 empty] | Sweco |  |  |  |  | Project 122 | 100% | 2
South Kensington Underground Station | Including sequestration | 964 | Kensington and Chelsea | SW7 2NB | PP/20/03216 | Planning Portal | Multiple buildings - reuse of street facing façade, retention of structure, some exisisting steel substructure elements reused. | 2020-06-11 | 2021-12-13 |  | Residential (inc. student accomodation) |  | Substructure and/or Façade Retained |  | Grade II* | 492 | 11905 | 492 | 2320% | 11905 | [12 empty] | Sweco |  |  |  |  | Project 122 | 100% | 2
South Molton Triangle 40-46 Brook Street | Excluding sequestration | 297 | Westminster | W1K 5LF | 22/04610/FULL | Planning Portal | Part demolition, excavation (including beneath Davies Mews), erection of new buildings and alterations to existing buildings comprising: redevelopment of 60 Brook Street; redevelopment of 48, 50, 56 and 58 Brook Street and 16 Davies Mews behind retained Brook Street facades at; redevelopment behind retained and partially reconstructed facade at 52-54 Brook Street; refurbishment with alterations and addition of turret and gables at 40-46 Brook Street and 40 South Molton Lane; redevelopment behind retained Davies Mews and South Molton Lane elevations and front roof at 1-7 Davies Mews and 28-30 South Molton Lane; refurbishment and alterations at 50 Davies Street; refurbishment with alterations and partial demolition and redevelopment of upper floors at 52-54 Davies Street; redevelopment behind reconstructed and extended facade at 56 Davies Street (including the removal and reinstatement of certain building features), and Brookfield House (44-48 Davies Street and 62 and 64 Brook Street); part demolition of ground floor and refurbishment at 10 South Molton Street; refurbishment and alterations at 15-25, 27 and 42 South Molton Street; all to provide a development of up to 9 storeys including Class B1 (Business), Class A1 (Shops), Class A3 (Restaurant and Cafes), Class A4 (Drinking Establishment), composite use comprising public house and guest accommodation (sui generis), Class C3 (Dwellinghouses), Community Infrastructure and Facilities, and Class C1 (Hotel) uses, improvements to public realm and pedestrian routes, servicing, ancillary plant and storage, cycle parking and other associated works | 2022-07-08 | 2023-04-19 | Granted | Hotel | Yes | Retrofit |  | Grade II |  | 3140 |  |  | 3140 | No new basement | [5 empty] | 6 | 6 | 5 |  |  |  | Twin and Earth | AKT II | Hoare Lea | Hopkins Architects | One Click LCA | Project 123 |  | 5
South Molton Triangle 40-46 Brook Street | Including sequestration | 291 | Westminster | W1K 5LF | 22/04610/FULL | Planning Portal | Part demolition, excavation (including beneath Davies Mews), erection of new buildings and alterations to existing buildings comprising: redevelopment of 60 Brook Street; redevelopment of 48, 50, 56 and 58 Brook Street and 16 Davies Mews behind retained Brook Street facades at; redevelopment behind retained and partially reconstructed facade at 52-54 Brook Street; refurbishment with alterations and addition of turret and gables at 40-46 Brook Street and 40 South Molton Lane; redevelopment behind retained Davies Mews and South Molton Lane elevations and front roof at 1-7 Davies Mews and 28-30 South Molton Lane; refurbishment and alterations at 50 Davies Street; refurbishment with alterations and partial demolition and redevelopment of upper floors at 52-54 Davies Street; redevelopment behind reconstructed and extended facade at 56 Davies Street (including the removal and reinstatement of certain building features), and Brookfield House (44-48 Davies Street and 62 and 64 Brook Street); part demolition of ground floor and refurbishment at 10 South Molton Street; refurbishment and alterations at 15-25, 27 and 42 South Molton Street; all to provide a development of up to 9 storeys including Class B1 (Business), Class A1 (Shops), Class A3 (Restaurant and Cafes), Class A4 (Drinking Establishment), composite use comprising public house and guest accommodation (sui generis), Class C3 (Dwellinghouses), Community Infrastructure and Facilities, and Class C1 (Hotel) uses, improvements to public realm and pedestrian routes, servicing, ancillary plant and storage, cycle parking and other associated works | 2022-07-08 | 2023-04-19 | Granted | Hotel | Yes | Retrofit |  | Grade II |  | 3140 |  |  | 3140 | No new basement | [5 empty] | 6 | 6 | 5 |  |  |  | Twin and Earth | AKT II | Hoare Lea | Hopkins Architects | One Click LCA | Project 123 |  | 5
South Molton Triangle North Block | Including sequestration | 561 | Westminster | W1K 5LF | 22/04610/FULL | Planning Portal | Part demolition, excavation (including beneath Davies Mews), erection of new buildings and alterations to existing buildings comprising: redevelopment of 60 Brook Street; redevelopment of 48, 50, 56 and 58 Brook Street and 16 Davies Mews behind retained Brook Street facades at; redevelopment behind retained and partially reconstructed facade at 52-54 Brook Street; refurbishment with alterations and addition of turret and gables at 40-46 Brook Street and 40 South Molton Lane; redevelopment behind retained Davies Mews and South Molton Lane elevations and front roof at 1-7 Davies Mews and 28-30 South Molton Lane; refurbishment and alterations at 50 Davies Street; refurbishment with alterations and partial demolition and redevelopment of upper floors at 52-54 Davies Street; redevelopment behind reconstructed and extended facade at 56 Davies Street (including the removal and reinstatement of certain building features), and Brookfield House (44-48 Davies Street and 62 and 64 Brook Street); part demolition of ground floor and refurbishment at 10 South Molton Street; refurbishment and alterations at 15-25, 27 and 42 South Molton Street; all to provide a development of up to 9 storeys including Class B1 (Business), Class A1 (Shops), Class A3 (Restaurant and Cafes), Class A4 (Drinking Establishment), composite use comprising public house and guest accommodation (sui generis), Class C3 (Dwellinghouses), Community Infrastructure and Facilities, and Class C1 (Hotel) uses, improvements to public realm and pedestrian routes, servicing, ancillary plant and storage, cycle parking and other associated works | 2022-07-08 | 2023-04-19 | Granted | Office | No | Substructure and/or Façade Retained | 1950s | Grade II |  | 10681 |  |  | 10681 | New and retained basement | [6 empty] | 11 | 11 |  |  |  | Twin and Earth | AKT II | Hoare Lea | Hopkins Architects | One Click LCA | Project 124 |  | 2
South Molton Triangle North Block | Excluding sequestration | 562 | Westminster | W1K 5LF | 22/04610/FULL | Planning Portal | Part demolition, excavation (including beneath Davies Mews), erection of new buildings and alterations to existing buildings comprising: redevelopment of 60 Brook Street; redevelopment of 48, 50, 56 and 58 Brook Street and 16 Davies Mews behind retained Brook Street facades at; redevelopment behind retained and partially reconstructed facade at 52-54 Brook Street; refurbishment with alterations and addition of turret and gables at 40-46 Brook Street and 40 South Molton Lane; redevelopment behind retained Davies Mews and South Molton Lane elevations and front roof at 1-7 Davies Mews and 28-30 South Molton Lane; refurbishment and alterations at 50 Davies Street; refurbishment with alterations and partial demolition and redevelopment of upper floors at 52-54 Davies Street; redevelopment behind reconstructed and extended facade at 56 Davies Street (including the removal and reinstatement of certain building features), and Brookfield House (44-48 Davies Street and 62 and 64 Brook Street); part demolition of ground floor and refurbishment at 10 South Molton Street; refurbishment and alterations at 15-25, 27 and 42 South Molton Street; all to provide a development of up to 9 storeys including Class B1 (Business), Class A1 (Shops), Class A3 (Restaurant and Cafes), Class A4 (Drinking Establishment), composite use comprising public house and guest accommodation (sui generis), Class C3 (Dwellinghouses), Community Infrastructure and Facilities, and Class C1 (Hotel) uses, improvements to public realm and pedestrian routes, servicing, ancillary plant and storage, cycle parking and other associated works | 2022-07-08 | 2023-04-19 | Granted | Office | No | Substructure and/or Façade Retained | 1950s | Grade II |  | 10681 |  |  | 10681 | New and retained basement | [6 empty] | 11 | 11 |  |  |  | Twin and Earth | AKT II | Hoare Lea | Hopkins Architects | One Click LCA | Project 124 |  | 2
South Molton Triangle Running Horse Pub | Excluding sequestration | 138 | Westminster | W1K 5LF | 22/04610/FULL | Planning Portal | Part demolition, excavation (including beneath Davies Mews), erection of new buildings and alterations to existing buildings comprising: redevelopment of 60 Brook Street; redevelopment of 48, 50, 56 and 58 Brook Street and 16 Davies Mews behind retained Brook Street facades at; redevelopment behind retained and partially reconstructed facade at 52-54 Brook Street; refurbishment with alterations and addition of turret and gables at 40-46 Brook Street and 40 South Molton Lane; redevelopment behind retained Davies Mews and South Molton Lane elevations and front roof at 1-7 Davies Mews and 28-30 South Molton Lane; refurbishment and alterations at 50 Davies Street; refurbishment with alterations and partial demolition and redevelopment of upper floors at 52-54 Davies Street; redevelopment behind reconstructed and extended facade at 56 Davies Street (including the removal and reinstatement of certain building features), and Brookfield House (44-48 Davies Street and 62 and 64 Brook Street); part demolition of ground floor and refurbishment at 10 South Molton Street; refurbishment and alterations at 15-25, 27 and 42 South Molton Street; all to provide a development of up to 9 storeys including Class B1 (Business), Class A1 (Shops), Class A3 (Restaurant and Cafes), Class A4 (Drinking Establishment), composite use comprising public house and guest accommodation (sui generis), Class C3 (Dwellinghouses), Community Infrastructure and Facilities, and Class C1 (Hotel) uses, improvements to public realm and pedestrian routes, servicing, ancillary plant and storage, cycle parking and other associated works | 2022-07-08 | 2023-04-19 | Granted | Hotel | No | Light Refurbishment | 1840s | Grade II | 619 | 668 | 0 | 7.916% | 49 | New and retained basement | [5 empty] | 5 | 5 | 5 |  |  |  | Twin and Earth | AKT II | Hoare Lea | Hopkins Architects | One Click LCA | Project 125 | 0% | 4
South Molton Triangle Running Horse Pub | Including sequestration | 138 | Westminster | W1K 5LF | 22/04610/FULL | Planning Portal | Part demolition, excavation (including beneath Davies Mews), erection of new buildings and alterations to existing buildings comprising: redevelopment of 60 Brook Street; redevelopment of 48, 50, 56 and 58 Brook Street and 16 Davies Mews behind retained Brook Street facades at; redevelopment behind retained and partially reconstructed facade at 52-54 Brook Street; refurbishment with alterations and addition of turret and gables at 40-46 Brook Street and 40 South Molton Lane; redevelopment behind retained Davies Mews and South Molton Lane elevations and front roof at 1-7 Davies Mews and 28-30 South Molton Lane; refurbishment and alterations at 50 Davies Street; refurbishment with alterations and partial demolition and redevelopment of upper floors at 52-54 Davies Street; redevelopment behind reconstructed and extended facade at 56 Davies Street (including the removal and reinstatement of certain building features), and Brookfield House (44-48 Davies Street and 62 and 64 Brook Street); part demolition of ground floor and refurbishment at 10 South Molton Street; refurbishment and alterations at 15-25, 27 and 42 South Molton Street; all to provide a development of up to 9 storeys including Class B1 (Business), Class A1 (Shops), Class A3 (Restaurant and Cafes), Class A4 (Drinking Establishment), composite use comprising public house and guest accommodation (sui generis), Class C3 (Dwellinghouses), Community Infrastructure and Facilities, and Class C1 (Hotel) uses, improvements to public realm and pedestrian routes, servicing, ancillary plant and storage, cycle parking and other associated works | 2022-07-08 | 2023-04-19 | Granted | Hotel | No | Light Refurbishment | 1840s | Grade II | 619 | 668 | 0 | 7.916% | 49 | New and retained basement | [5 empty] | 5 | 5 | 5 |  |  |  | Twin and Earth | AKT II | Hoare Lea | Hopkins Architects | One Click LCA | Project 125 | 0% | 4
South Molton Triangle SMS and Browns | Excluding sequestration | 289 | Westminster | W1K 5LF | 22/04610/FULL | Planning Portal | Part demolition, excavation (including beneath Davies Mews), erection of new buildings and alterations to existing buildings comprising: redevelopment of 60 Brook Street; redevelopment of 48, 50, 56 and 58 Brook Street and 16 Davies Mews behind retained Brook Street facades at; redevelopment behind retained and partially reconstructed facade at 52-54 Brook Street; refurbishment with alterations and addition of turret and gables at 40-46 Brook Street and 40 South Molton Lane; redevelopment behind retained Davies Mews and South Molton Lane elevations and front roof at 1-7 Davies Mews and 28-30 South Molton Lane; refurbishment and alterations at 50 Davies Street; refurbishment with alterations and partial demolition and redevelopment of upper floors at 52-54 Davies Street; redevelopment behind reconstructed and extended facade at 56 Davies Street (including the removal and reinstatement of certain building features), and Brookfield House (44-48 Davies Street and 62 and 64 Brook Street); part demolition of ground floor and refurbishment at 10 South Molton Street; refurbishment and alterations at 15-25, 27 and 42 South Molton Street; all to provide a development of up to 9 storeys including Class B1 (Business), Class A1 (Shops), Class A3 (Restaurant and Cafes), Class A4 (Drinking Establishment), composite use comprising public house and guest accommodation (sui generis), Class C3 (Dwellinghouses), Community Infrastructure and Facilities, and Class C1 (Hotel) uses, improvements to public realm and pedestrian routes, servicing, ancillary plant and storage, cycle parking and other associated works | 2022-07-08 | 2023-04-19 | Granted | Commercial & Residential | Yes | Retrofit |  | Grade II |  | 4628 |  |  | 4628 | No new basement | [5 empty] | 6 | 6 | 5 |  |  |  | Twin and Earth | AKT II | Hoare Lea | Hopkins Architects | One Click LCA | Project 126 |  | 5
South Molton Triangle SMS and Browns | Including sequestration | 265 | Westminster | W1K 5LF | 22/04610/FULL | Planning Portal | Part demolition, excavation (including beneath Davies Mews), erection of new buildings and alterations to existing buildings comprising: redevelopment of 60 Brook Street; redevelopment of 48, 50, 56 and 58 Brook Street and 16 Davies Mews behind retained Brook Street facades at; redevelopment behind retained and partially reconstructed facade at 52-54 Brook Street; refurbishment with alterations and addition of turret and gables at 40-46 Brook Street and 40 South Molton Lane; redevelopment behind retained Davies Mews and South Molton Lane elevations and front roof at 1-7 Davies Mews and 28-30 South Molton Lane; refurbishment and alterations at 50 Davies Street; refurbishment with alterations and partial demolition and redevelopment of upper floors at 52-54 Davies Street; redevelopment behind reconstructed and extended facade at 56 Davies Street (including the removal and reinstatement of certain building features), and Brookfield House (44-48 Davies Street and 62 and 64 Brook Street); part demolition of ground floor and refurbishment at 10 South Molton Street; refurbishment and alterations at 15-25, 27 and 42 South Molton Street; all to provide a development of up to 9 storeys including Class B1 (Business), Class A1 (Shops), Class A3 (Restaurant and Cafes), Class A4 (Drinking Establishment), composite use comprising public house and guest accommodation (sui generis), Class C3 (Dwellinghouses), Community Infrastructure and Facilities, and Class C1 (Hotel) uses, improvements to public realm and pedestrian routes, servicing, ancillary plant and storage, cycle parking and other associated works | 2022-07-08 | 2023-04-19 | Granted | Commercial & Residential | Yes | Retrofit |  | Grade II |  | 4628 |  |  | 4628 | No new basement | [5 empty] | 6 | 6 | 5 |  |  |  | Twin and Earth | AKT II | Hoare Lea | Hopkins Architects | One Click LCA | Project 126 |  | 5
South Molton Triangle South Block | Including sequestration | 487 | Westminster | W1K 5LF | 22/04610/FULL | Planning Portal | Part demolition, excavation (including beneath Davies Mews), erection of new buildings and alterations to existing buildings comprising: redevelopment of 60 Brook Street; redevelopment of 48, 50, 56 and 58 Brook Street and 16 Davies Mews behind retained Brook Street facades at; redevelopment behind retained and partially reconstructed facade at 52-54 Brook Street; refurbishment with alterations and addition of turret and gables at 40-46 Brook Street and 40 South Molton Lane; redevelopment behind retained Davies Mews and South Molton Lane elevations and front roof at 1-7 Davies Mews and 28-30 South Molton Lane; refurbishment and alterations at 50 Davies Street; refurbishment with alterations and partial demolition and redevelopment of upper floors at 52-54 Davies Street; redevelopment behind reconstructed and extended facade at 56 Davies Street (including the removal and reinstatement of certain building features), and Brookfield House (44-48 Davies Street and 62 and 64 Brook Street); part demolition of ground floor and refurbishment at 10 South Molton Street; refurbishment and alterations at 15-25, 27 and 42 South Molton Street; all to provide a development of up to 9 storeys including Class B1 (Business), Class A1 (Shops), Class A3 (Restaurant and Cafes), Class A4 (Drinking Establishment), composite use comprising public house and guest accommodation (sui generis), Class C3 (Dwellinghouses), Community Infrastructure and Facilities, and Class C1 (Hotel) uses, improvements to public realm and pedestrian routes, servicing, ancillary plant and storage, cycle parking and other associated works | 2022-07-08 | 2023-04-19 | Granted | Office | No | Substructure and/or Façade Retained | 1920s | Not listed |  | 13259 |  |  | 13259 | New and retained basement | [6 empty] | 11 | 11 |  |  |  | Twin and Earth | AKT II | Hoare Lea | Hopkins Architects | One Click LCA | Project 127 |  | 2
South Molton Triangle South Block | Excluding sequestration | 488 | Westminster | W1K 5LF | 22/04610/FULL | Planning Portal | Part demolition, excavation (including beneath Davies Mews), erection of new buildings and alterations to existing buildings comprising: redevelopment of 60 Brook Street; redevelopment of 48, 50, 56 and 58 Brook Street and 16 Davies Mews behind retained Brook Street facades at; redevelopment behind retained and partially reconstructed facade at 52-54 Brook Street; refurbishment with alterations and addition of turret and gables at 40-46 Brook Street and 40 South Molton Lane; redevelopment behind retained Davies Mews and South Molton Lane elevations and front roof at 1-7 Davies Mews and 28-30 South Molton Lane; refurbishment and alterations at 50 Davies Street; refurbishment with alterations and partial demolition and redevelopment of upper floors at 52-54 Davies Street; redevelopment behind reconstructed and extended facade at 56 Davies Street (including the removal and reinstatement of certain building features), and Brookfield House (44-48 Davies Street and 62 and 64 Brook Street); part demolition of ground floor and refurbishment at 10 South Molton Street; refurbishment and alterations at 15-25, 27 and 42 South Molton Street; all to provide a development of up to 9 storeys including Class B1 (Business), Class A1 (Shops), Class A3 (Restaurant and Cafes), Class A4 (Drinking Establishment), composite use comprising public house and guest accommodation (sui generis), Class C3 (Dwellinghouses), Community Infrastructure and Facilities, and Class C1 (Hotel) uses, improvements to public realm and pedestrian routes, servicing, ancillary plant and storage, cycle parking and other associated works | 2022-07-08 | 2023-04-19 | Granted | Office | No | Substructure and/or Façade Retained | 1920s | Not listed |  | 13259 |  |  | 13259 | New and retained basement | [6 empty] | 11 | 11 |  |  |  | Twin and Earth | AKT II | Hoare Lea | Hopkins Architects | One Click LCA | Project 127 |  | 2
Suthring House, 216-220 Blackfriars Road | Excluding sequestration | 604 | Southwark | SE1 9JU | 20/AP/3250 | Planning Portal | Part 22 and part15 storeys + 3 basement levels, | 2020-11-03 | 2022-07-20 |  | Commercial & Residential |  | New Build |  |  |  | 39612 |  |  | 39612 | [7 empty] | 25 | 22 |  |  |  | WSP |  |  |  |  | Project 129 | 100% | 1
Suthring House, 216-220 Blackfriars Road | Including sequestration |  | Southwark | SE1 9JU | 20/AP/3250 | Planning Portal | Part 22 and part15 storeys + 3 basement levels, | 2020-11-03 | 2022-07-20 |  | Commercial & Residential |  | New Build |  |  |  | 39612 |  |  | 39612 | [7 empty] | 25 | 22 |  |  |  | WSP |  |  |  |  | Project 129 | 100% | 1
Salisbury Square - Court Building | Including sequestration | 1380 | City of London | EC4Y 8AP | 20/00907/FULEIA | Planning Portal | 150 year design life and heavy finishes | 2020-12-16 | 2021-07-30 |  | Office |  | New Build |  |  |  | 14556 |  |  | 14556 | [7 empty] | 12 | 7 |  |  |  | AECOM |  |  |  |  | Project 119 | 100% | 1
Salisbury Square - Court Building | Excluding sequestration | 1459 | City of London | EC4Y 8AP | 20/00907/FULEIA | Planning Portal | 150 year design life and heavy finishes | 2020-12-16 | 2021-07-30 |  | Office |  | New Build |  |  |  | 14556 |  |  | 14556 | [7 empty] | 12 | 7 |  |  |  | AECOM |  |  |  |  | Project 119 | 100% | 1
The London Television Centre | Including sequestration | 782 | Lambeth | SE1 9LT | 21/02668/EIAFUL | Planning Portal | 14-storey tower connected by 6-storey podium, ground-level public realm | 2021-07-05 |  |  | Office |  | New Build |  |  |  | 93226 |  |  | 93226 | [7 empty] | 14 | 14 |  |  |  | Arup |  |  |  |  | Project 131 | 100% | 1
The London Television Centre | Excluding sequestration | 783 | Lambeth | SE1 9LT | 21/02668/EIAFUL | Planning Portal | 14-storey tower connected by 6-storey podium, ground-level public realm | 2021-07-05 |  |  | Office |  | New Build |  |  |  | 93226 |  |  | 93226 | [7 empty] | 14 | 14 |  |  |  | Arup |  |  |  |  | Project 131 | 100% | 1
The Rex (Option 1) | Excluding sequestration | 534 | Kingston | KT1 1QT | 21/02313/FUL | Planning Portal | Recladding and internal reconfiguration of existing building with Refurbishments (3 upper floors to Clarence Street and full height Refurbishments up to 9 storeys to the rear) to create 202 no. co-living units (sui generis) (in place of 64 no. student rooms (sui generis)) with retention of 4 no. ground floor commercial units (Class E), creation of new café (Class E) and co-working areas (Class E) at ground floor with internal and external residential amenity spaces, bike storage, refuse, disabled car parking, service yard and new basement plant room. | 2021-07-14 | 2022-08-02 | Granted | Commercial & Residential | No | Heavy Refurbishment |  |  | 3124 | 8822 | 1163 | 182.4% | 6861 | [6 empty] | 6 | 10 | 9 | 4 |  |  | HTA Architects |  | HTA Architects | HTA Architects | eTool LCD | Project 132 | 37.23% | 3
The Rex (Option 1) | Including sequestration |  | Kingston | KT1 1QT | 21/02313/FUL | Planning Portal | Recladding and internal reconfiguration of existing building with Refurbishments (3 upper floors to Clarence Street and full height Refurbishments up to 9 storeys to the rear) to create 202 no. co-living units (sui generis) (in place of 64 no. student rooms (sui generis)) with retention of 4 no. ground floor commercial units (Class E), creation of new café (Class E) and co-working areas (Class E) at ground floor with internal and external residential amenity spaces, bike storage, refuse, disabled car parking, service yard and new basement plant room. | 2021-07-14 | 2022-08-02 | Granted | Commercial & Residential | No | Heavy Refurbishment |  |  | 3124 | 8822 | 1163 | 182.4% | 6861 | [6 empty] | 6 | 10 | 9 | 4 |  |  | HTA Architects |  | HTA Architects | HTA Architects | eTool LCD | Project 132 | 37.23% | 3
The Yard Theatre | Excluding sequestration | 451 | LLDC | E9 5EN | 23/00283/FUL | Planning Portal | Partial demolition of buildings and the Refurbishment of existing Theatre (Use Class Sui Generis) for new two storey theatre auditorium, young artist (community spaces) and with associated access and servicing arrangements. | 2023-07-17 |  | Pending | Commercial & Residential | Yes | Heavy Refurbishment | 2010s | Not listed | 754 | 894 | 0 | 18.57% | 140 | No new basement | None | Steel |  | Bracing |  | 2 | 2 | 2 |  | 2 |  | Twin and Earth | Momentum | Ritchie and Daffin | Takero Shimazaki Architects | One Click LCA | Project 133 | 0% | 3
The Yard Theatre | Including sequestration | 397 | LLDC | E9 5EN | 23/00283/FUL | Planning Portal | Partial demolition of buildings and the Refurbishment of existing Theatre (Use Class Sui Generis) for new two storey theatre auditorium, young artist (community spaces) and with associated access and servicing arrangements. | 2023-07-17 |  | Pending | Commercial & Residential | Yes | Heavy Refurbishment | 2010s | Not listed | 754 | 894 | 0 | 18.57% | 140 | No new basement | None | Steel |  | Bracing |  | 2 | 2 | 2 |  | 2 |  | Twin and Earth | Momentum | Ritchie and Daffin | Takero Shimazaki Architects | One Click LCA | Project 133 | 0% | 3
Victoria House | Excluding sequestration | 694 | Greenwich | SE18 4LH | 23/2747/F | Planning Portal | Partial demolition of the existing building and addition of rear, third floor of accommodation, and basement Refurbishments with retention of the existing front façade, gable ends and part of the rear façade for a change of use from Sui Generis to provide a care home (Use Class C2), with parking, access, landscaping and other associated works Description for consultation purposes: Retention of the existing front façade and gable ends and partial demolition and three-storey Refurbishment of the rear façade of Victoria House (Locally Listed building), which will be partially over Metropolitan Open Land (MOL), in order to provide a 72 bedroom 3,900 sqm (GIA) Care Home with residential care for the elderly (Use Class C2), which is a change of use from Sui Generis, including associated basement Refurbishment, access, parking, lighting, landscaping and tree removal and planting around the site (This is a Departure from the Development Plan). (This development is within the Woolwich Common Conservation Area and may impact on the setting of the Grade II Listed Royal Herbert Military Hospital). | 2023-10-13 |  | Pending | Residential (inc. student accomodation) | Yes | Substructure and/or Façade Retained | 1900s | Local | 1604 | 3900 | 1604 | 143.1% | 3900 | New | [5 empty] | 3 | 4 | 3 | 1 |  |  | Hodkinson |  |  | Harris Irwin Associates | One Click LCA | Project 136 | 100% | 2
Victoria House | Including sequestration | 671 | Greenwich | SE18 4LH | 23/2747/F | Planning Portal | Partial demolition of the existing building and addition of rear, third floor of accommodation, and basement Refurbishments with retention of the existing front façade, gable ends and part of the rear façade for a change of use from Sui Generis to provide a care home (Use Class C2), with parking, access, landscaping and other associated works Description for consultation purposes: Retention of the existing front façade and gable ends and partial demolition and three-storey Refurbishment of the rear façade of Victoria House (Locally Listed building), which will be partially over Metropolitan Open Land (MOL), in order to provide a 72 bedroom 3,900 sqm (GIA) Care Home with residential care for the elderly (Use Class C2), which is a change of use from Sui Generis, including associated basement Refurbishment, access, parking, lighting, landscaping and tree removal and planting around the site (This is a Departure from the Development Plan). (This development is within the Woolwich Common Conservation Area and may impact on the setting of the Grade II Listed Royal Herbert Military Hospital). | 2023-10-13 |  | Pending | Residential (inc. student accomodation) | Yes | Substructure and/or Façade Retained | 1900s | Local | 1604 | 3900 | 1604 | 143.1% | 3900 | New | [5 empty] | 3 | 4 | 3 | 1 |  |  | Hodkinson |  |  | Harris Irwin Associates | One Click LCA | Project 136 | 100% | 2
Vine Lane | Including sequestration | 900 | Camden | WC1V 6PB | 2023/2510/P | Planning Portal |  | 2023-06-27 |  |  | Commercial & Residential |  | New Build |  |  | 0 | 2449 | 0 |  | 2449 | [7 empty] | 5 | 5 |  |  |  | Scotch Partners |  |  |  |  | Project 137 | 100% | 1
Vine Lane | Excluding sequestration | 905 | Camden | WC1V 6PB | 2023/2510/P | Planning Portal |  | 2023-06-27 |  |  | Commercial & Residential |  | New Build |  |  | 0 | 2449 | 0 |  | 2449 | [7 empty] | 5 | 5 |  |  |  | Scotch Partners |  |  |  |  | Project 137 | 100% | 1
Thavies Inn House - 3 - 4 Holborn Circus | Including sequestration | 625 | City of London | EC1N 2HA | 21/00885/FULMAJ | Planning Portal |  | 2021-10-14 | 2022-12-02 |  | Office & Retail |  | New Build |  |  |  | 12102 |  |  | 12102 | [7 empty] | 10 | 1 |  |  |  | Sweco |  |  |  |  | Project 130 | 100% | 1
Thavies Inn House - 3 - 4 Holborn Circus | Excluding sequestration | 655 | City of London | EC1N 2HA | 21/00885/FULMAJ | Planning Portal |  | 2021-10-14 | 2022-12-02 |  | Office & Retail |  | New Build |  |  |  | 12102 |  |  | 12102 | [7 empty] | 10 | 1 |  |  |  | Sweco |  |  |  |  | Project 130 | 100% | 1
Waterloo Hub Hotel development - 54 Kennington Road | Excluding sequestration | 372 | Lambeth | SE1 7BJ | 21/02475/FUL | Planning Portal | Partial demolition of existing hotel, six and seven storey rear Refurbishments, and single storey roof Refurbishment to existing building and new 13 storey tower | 2021-06-21 | 2022-10-28 |  | Hotel | No | Heavy Refurbishment |  | Not listed | 5192 | 14125 |  | 172.1% | 8933 | [7 empty] | 13 | 13 | 1 | 13 |  | Elementa |  |  |  |  | Project 139 | 0% | 3
Waterloo Hub Hotel development - 54 Kennington Road | Including sequestration | 359 | Lambeth | SE1 7BJ | 21/02475/FUL | Planning Portal | Partial demolition of existing hotel, six and seven storey rear Refurbishments, and single storey roof Refurbishment to existing building and new 13 storey tower | 2021-06-21 | 2022-10-28 |  | Hotel | No | Heavy Refurbishment |  | Not listed | 5192 | 14125 |  | 172.1% | 8933 | [7 empty] | 13 | 13 | 1 | 13 |  | Elementa |  |  |  |  | Project 139 | 0% | 3
Warnford Court | Including sequestration | 589 | City of London | EC2N 2AT | 23/00145/FULMAJ | Planning Portal | Demolition of the fourth and fifth floors, and construction of a part four-part five storey Refurbishment to create a seven storey building for office (Class E) use; creation of roof top plant and terrace space; alterations to the facades and creation of new entrances, provision of cycle parking and end of journey facilities and creation of external amenity terraces. ¦ Warnford Court 29 Throgmorton Street London EC2N 2AT | 2023-02-07 |  | Pending | Office | No | Heavy Refurbishment | 1880s | Not listed | 6795 | 9108 | 1881 | 34.04% | 4194 | New and retained basement | Masonry and steel | Reinforced Concrete | RC Cores / shear walls | RC Cores / shear walls | Capacity enhancement | 5 | 5 | 7 | 5 |  | None required | Arup | Heyne Tillet Steel | Arup | Carmody Groarke | One Click LCA | Project 138 | 27.68% | 3
Warnford Court | Excluding sequestration | 616 | City of London | EC2N 2AT | 23/00145/FULMAJ | Planning Portal | Demolition of the fourth and fifth floors, and construction of a part four-part five storey Refurbishment to create a seven storey building for office (Class E) use; creation of roof top plant and terrace space; alterations to the facades and creation of new entrances, provision of cycle parking and end of journey facilities and creation of external amenity terraces. ¦ Warnford Court 29 Throgmorton Street London EC2N 2AT | 2023-02-07 |  | Pending | Office | No | Heavy Refurbishment | 1880s | Not listed | 6795 | 9108 | 1881 | 34.04% | 4194 | New and retained basement | Masonry and steel | Reinforced Concrete | RC Cores / shear walls | RC Cores / shear walls | Capacity enhancement | 5 | 5 | 7 | 5 |  | None required | Arup | Heyne Tillet Steel | Arup | Carmody Groarke | One Click LCA | Project 138 | 27.68% | 3
Formulas:
Submission date = IF(VLOOKUP(Table356[[#This Row],[Site name]],Table3[],7)=0,"",VLOOKUP(Table356[[#This Row],[Site name]],Table3[],7))
Decision date = IF(VLOOKUP(Table356[[#This Row],[Site name]],Table3[],8)=0,"",VLOOKUP(Table356[[#This Row],[Site name]],Table3[],8))

## LCA B1-B5 breakdown
Site name | Assessment Type | B1-B5 carbon emissions per GIA | Borough | Postcode | Planning reference number | Data source | Description | Submission date | Decision date | Final decision | Building typology | Change of use | Classification | Existing building construction date | Listed status | GIA existing | GIA new | GIA demolished | GIA % increase | GIA added new | Basement retention | Existing structural frame | New structural frame | Existing stability system | New stability system | Loading treatment | Existing storeys | New storeys | Above ground stories | Added stories (V) | Added stories (H) | Fire intervention | LCA author / Sustainability consultant | Structural engineer | MEP Engineer | Architect | LCA Software | Project Ref | %demolished | Class Ref
1 Appold Street | Assessment 1 - no decarbonisation | 195 | City of London | EC2M 2QT | 22/01200/FULMAJ | Planning Portal | Partial demolition of existing building. Retention and Refurbishment of existing structure - provide 14-storey. Retention of existing gym and swimming pool at basement level | 2022-12-12 |  | Pending | Office | Yes | Heavy Refurbishment | 1980s | Not listed | 28992 | 51869 | 12718 | 78.91% | 35595 | No new basement | Steel | Steel |  |  |  | 10 | 16 | 14 | 6 |  |  | Hilson Moran | AKT II | MTT | Piercy & Company | One Click LCA | Project 1 | 43.87% | 3
1 Appold Street | Assessment 2 - decarbonisation |  | City of London | EC2M 2QT | 22/01200/FULMAJ | Planning Portal | Partial demolition of existing building. Retention and Refurbishment of existing structure - provide 14-storey. Retention of existing gym and swimming pool at basement level | 2022-12-12 |  | Pending | Office | Yes | Heavy Refurbishment | 1980s | Not listed | 28992 | 51869 | 12718 | 78.91% | 35595 | No new basement | Steel | Steel |  |  |  | 10 | 16 | 14 | 6 |  |  | Hilson Moran | AKT II | MTT | Piercy & Company | One Click LCA | Project 1 | 43.87% | 3
1 Exchange Square London | Assessment 1 - no decarbonisation | 402 | City of London | EC2A 2JN | 21/00930/FULMAJ | Planning Portal | art demolition of the site for the refurbishment and Refurbishment to the existing facade facing onto Exchange square and upper levels; External alterations and improvements to facades facing onto Bishopsgate and at ground floor including new main entrance and new retail frontages; public realm improvements fronting Bishopsgate including new steps, seating and accessibility improvements; Increased height and widening of Exchange Arcade; creation of a new outdoor retail pavilion terrace to level 1; creation of west Refurbishment terraces; creation of wing Refurbishment terraces; provision of external terraces for occupants at levels 4, 8, 9, 10, 11, 12 and roof terrace on level 13; provision of cycle storage and other works incidental to the development (9,920 sq.m). | 2021-10-27 | 2023-06-14 | Granted | Office & Retail | No | Heavy Refurbishment | 1990s | Not listed | 49262 | 58903 | 0 | 19.57% | 9641 | No new basement | [5 empty] | 15 | 15 | 14 |  |  |  | Sweco | Heyne Tillet Steel | Sweco | Fletcher Priest Architects | One Click LCA | Project 2 | 0% | 3
1 Exchange Square London | Assessment 2 - decarbonisation | 392 | City of London | EC2A 2JN | 21/00930/FULMAJ | Planning Portal | art demolition of the site for the refurbishment and Refurbishment to the existing facade facing onto Exchange square and upper levels; External alterations and improvements to facades facing onto Bishopsgate and at ground floor including new main entrance and new retail frontages; public realm improvements fronting Bishopsgate including new steps, seating and accessibility improvements; Increased height and widening of Exchange Arcade; creation of a new outdoor retail pavilion terrace to level 1; creation of west Refurbishment terraces; creation of wing Refurbishment terraces; provision of external terraces for occupants at levels 4, 8, 9, 10, 11, 12 and roof terrace on level 13; provision of cycle storage and other works incidental to the development (9,920 sq.m). | 2021-10-27 | 2023-06-14 | Granted | Office & Retail | No | Heavy Refurbishment | 1990s | Not listed | 49262 | 58903 | 0 | 19.57% | 9641 | No new basement | [5 empty] | 15 | 15 | 14 |  |  |  | Sweco | Heyne Tillet Steel | Sweco | Fletcher Priest Architects | One Click LCA | Project 2 | 0% | 3
1 Museum Street | Assessment 1 - no decarbonisation | 422 | Camden | WC1A 1JR | 2023/2510/P | Planning Portal | Redevelopment of Selkirk House, 166 High Holborn and 1 Museum Street following the substantial demolition of the existing NCP car park and former Travelodge Hotel to provide a mixed-use scheme, providing office, residential, and town centre uses at ground floor level. Works of part-demolition and refurbishment to 10-12 Museum Street, 35-41 New Oxford Street, and 16A-18 West Central Street to provide further town centre ground floor uses and residential floorspace, including affordable housing provision. Provision of new public realm including a new pedestrian route through the site to link West Central Street with High Holborn. Relocation of cycle hire docking stations on High Holborn. | 2023-06-27 |  | Pending | Office & Retail | Yes | New Build | 1960s | Not listed | 18841 | 24791 | 18841 | 31.58% | 24791 | New and retained basement | Reinforced Concrete | Reinforced Concrete |  |  |  | 17 | 19 | 17 | 2 |  |  | Scotch Partners | Heyne Tillet Steel | Scotch Partners | DSDHA | One Click LCA | Project 4 | 100% | 1
1 Museum Street | Assessment 2 - decarbonisation |  | Camden | WC1A 1JR | 2023/2510/P | Planning Portal | Redevelopment of Selkirk House, 166 High Holborn and 1 Museum Street following the substantial demolition of the existing NCP car park and former Travelodge Hotel to provide a mixed-use scheme, providing office, residential, and town centre uses at ground floor level. Works of part-demolition and refurbishment to 10-12 Museum Street, 35-41 New Oxford Street, and 16A-18 West Central Street to provide further town centre ground floor uses and residential floorspace, including affordable housing provision. Provision of new public realm including a new pedestrian route through the site to link West Central Street with High Holborn. Relocation of cycle hire docking stations on High Holborn. | 2023-06-27 |  | Pending | Office & Retail | Yes | New Build | 1960s | Not listed | 18841 | 24791 | 18841 | 31.58% | 24791 | New and retained basement | Reinforced Concrete | Reinforced Concrete |  |  |  | 17 | 19 | 17 | 2 |  |  | Scotch Partners | Heyne Tillet Steel | Scotch Partners | DSDHA | One Click LCA | Project 4 | 100% | 1
1 Southwark Bridge Road | Assessment 1 - no decarbonisation | 142 | Southwark | EC4R 1QS | 21/AP/0599 | Planning Portal | Exising building enhanced and re-clad. Façade and roof coverings replaced, additional storey at roof level, infill Refurbishments | 2021-02-22 | 2022-07-13 | Granted | Office | No | Light Refurbishment | 1980s | Not listed | 18636 | 21363 | 0 | 14.63% | 2727 | No new basement | Reinforced Concrete |  |  |  |  | 7 | 8 | 8 | 1 |  |  | Hurley Palmer Flatt | Webb Yates | Hurley Palmer Flatt | BDG architecture + design | One Click LCA | Project 5 | 0% | 4
1 Southwark Bridge Road | Assessment 2 - decarbonisation | 142 | Southwark | EC4R 1QS | 21/AP/0599 | Planning Portal | Exising building enhanced and re-clad. Façade and roof coverings replaced, additional storey at roof level, infill Refurbishments | 2021-02-22 | 2022-07-13 | Granted | Office | No | Light Refurbishment | 1980s | Not listed | 18636 | 21363 | 0 | 14.63% | 2727 | No new basement | Reinforced Concrete |  |  |  |  | 7 | 8 | 8 | 1 |  |  | Hurley Palmer Flatt | Webb Yates | Hurley Palmer Flatt | BDG architecture + design | One Click LCA | Project 5 | 0% | 4
100 And 108 Fetter Lane | Assessment 1 - no decarbonisation | 299 | City of London | EC4A 1ES | 21/00534/FULMAJ | Planning Portal | Demolition of 100 Fetter Lane and construction of a new building for office use (Class E) and a flexible commercial unit (Class E(a)(b)(c)(d)), comprising a basement level, ground, mezzanine and 12 upper storeys plus roof plant level, creation of a new pedestrian route and pocket square at ground level, ancillary cycle parking, servicing, plant and enabling works. | 2021-06-18 | 2021-09-29 | Granted | Office | No | New Build | 1950s | Not listed | 6392 | 13553 | 6392 | 112% | 13553 | New | Steel | Reinforced Concrete |  |  |  | 9 | 14 | 13 | 5 |  |  | Waterman Group | Waterman Group | Waterman Group | Fletcher Priest Architects | One Click LCA | Project 8 | 100% | 1
100 And 108 Fetter Lane | Assessment 2 - decarbonisation | 284 | City of London | EC4A 1ES | 21/00534/FULMAJ | Planning Portal | Demolition of 100 Fetter Lane and construction of a new building for office use (Class E) and a flexible commercial unit (Class E(a)(b)(c)(d)), comprising a basement level, ground, mezzanine and 12 upper storeys plus roof plant level, creation of a new pedestrian route and pocket square at ground level, ancillary cycle parking, servicing, plant and enabling works. | 2021-06-18 | 2021-09-29 | Granted | Office | No | New Build | 1950s | Not listed | 6392 | 13553 | 6392 | 112% | 13553 | New | Steel | Reinforced Concrete |  |  |  | 9 | 14 | 13 | 5 |  |  | Waterman Group | Waterman Group | Waterman Group | Fletcher Priest Architects | One Click LCA | Project 8 | 100% | 1
100 Grays Inn Road | Assessment 1 - no decarbonisation | 384 | Camden | WC1X 8AL | 2022/4259/P | Planning Portal | Demolition of 100 Gray’s Inn Road and 127 Clerkenwell Road and the erection of a mixed-use office led (Class E) development comprising a basement, ground plus eight storey building for flexible retail / restaurant / office uses at ground floor and basement (Class E), basement excavation, provision of roof terraces, external plant equipment and enclosures, servicing bay, waste storage, cycle parking, public realm works; partial demolition and Refurbishment of 88 Gray’s Inn Road for use of the upper floors for housing (Class C3) and ground floor as offices (Class E) with associated external alterations and associated works. | 2022-10-11 |  | Pending | Office & Retail | Yes | Substructure and/or Façade Retained | 1960s | Not listed | 7893 | 12747 | 7893 | 61.5% | 12747 | No new basement | Reinforced Concrete | Timber |  |  |  | 9 | 12 | 11 | 3 |  |  | Max Fordham | Heyne Tillet Steel | Max Fordham | Piercy & Company | One Click LCA | Project 9 | 100% | 2
100 Grays Inn Road | Assessment 2 - decarbonisation |  | Camden | WC1X 8AL | 2022/4259/P | Planning Portal | Demolition of 100 Gray’s Inn Road and 127 Clerkenwell Road and the erection of a mixed-use office led (Class E) development comprising a basement, ground plus eight storey building for flexible retail / restaurant / office uses at ground floor and basement (Class E), basement excavation, provision of roof terraces, external plant equipment and enclosures, servicing bay, waste storage, cycle parking, public realm works; partial demolition and Refurbishment of 88 Gray’s Inn Road for use of the upper floors for housing (Class C3) and ground floor as offices (Class E) with associated external alterations and associated works. | 2022-10-11 |  | Pending | Office & Retail | Yes | Substructure and/or Façade Retained | 1960s | Not listed | 7893 | 12747 | 7893 | 61.5% | 12747 | No new basement | Reinforced Concrete | Timber |  |  |  | 9 | 12 | 11 | 3 |  |  | Max Fordham | Heyne Tillet Steel | Max Fordham | Piercy & Company | One Click LCA | Project 9 | 100% | 2
100 New Bridge Street | Assessment 1 - no decarbonisation | 420 | City of London | EC4V 6JJ | 22/00748/FULMAJ | Planning Portal | Maximum retention + Refurbishment, 85% of RC walls and other structural components retained, 90% of floor and metal deck retained. | 2022-08-11 | 2023-06-29 | Granted | Office & Retail | No | Light Refurbishment | 1990s | Not listed | 20384 | 23393 |  | 14.76% | 3009 |  | Steel |  |  |  |  | 11 | 12 | 11 | 1 |  |  | Long and Partners | Waterman Group | Long and Partners | Gensler | Sturgis Carbon Calculator | Project 10 | 0% | 4
100 New Bridge Street | Assessment 2 - decarbonisation |  | City of London | EC4V 6JJ | 22/00748/FULMAJ | Planning Portal | Maximum retention + Refurbishment, 85% of RC walls and other structural components retained, 90% of floor and metal deck retained. | 2022-08-11 | 2023-06-29 | Granted | Office & Retail | No | Light Refurbishment | 1990s | Not listed | 20384 | 23393 |  | 14.76% | 3009 |  | Steel |  |  |  |  | 11 | 12 | 11 | 1 |  |  | Long and Partners | Waterman Group | Long and Partners | Gensler | Sturgis Carbon Calculator | Project 10 | 0% | 4
101 Whitechapel High Street | Assessment 1 - no decarbonisation | 388 | Tower Hamlets | E1 7RA | PA/20/02726/R | Planning Portal | Demolition of 101 Whitechapel High Street, 2 ? 6 Commercial Street and the western annex of the Canon Barnett Primary School; partial demolition and partial retention of 102 - 105 Whitechapel High Street (with internal alterations); and redevelopment to provide a building ranging from ground plus 4-14 storeys, comprising office and retail (Class E); relocation and expansion of the existing school playground; associated cycle parking, hard and soft landscaping another associated works. | 2021-01-12 | 2022-02-22 | Not granted | Office | Yes | Heavy Refurbishment | 1900s | Not listed | 7366 | 40772 | 4693 | 453.5% | 38099 | New | [5 empty] | 5 | 18 | 15 | 13 |  |  | Buro Happold | Buro Happold | Buro Happold | Foster + Partners | One Click LCA | Project 11 | 63.71% | 3
101 Whitechapel High Street | Assessment 2 - decarbonisation | 388 | Tower Hamlets | E1 7RA | PA/20/02726/R | Planning Portal | Demolition of 101 Whitechapel High Street, 2 ? 6 Commercial Street and the western annex of the Canon Barnett Primary School; partial demolition and partial retention of 102 - 105 Whitechapel High Street (with internal alterations); and redevelopment to provide a building ranging from ground plus 4-14 storeys, comprising office and retail (Class E); relocation and expansion of the existing school playground; associated cycle parking, hard and soft landscaping another associated works. | 2021-01-12 | 2022-02-22 | Not granted | Office | Yes | Heavy Refurbishment | 1900s | Not listed | 7366 | 40772 | 4693 | 453.5% | 38099 | New | [5 empty] | 5 | 18 | 15 | 13 |  |  | Buro Happold | Buro Happold | Buro Happold | Foster + Partners | One Click LCA | Project 11 | 63.71% | 3
115 - 123 Houndsditch | Assessment 1 - no decarbonisation | 208 | City of London | EC3A 7BR | 21/00622/FULEIA | Planning Portal | Demolition of existing buildings and construction of a new building comprising four basement levels (plus one basement mezzanine), ground floor plus 23 upper storeys, including office use (Class E), flexible retail / cafe use (Class E); community space (Sui Generis), ancillary basement cycle parking, servicing and plant; new public realm and highway works; and other works associated with the development. ¦ 115 - 123 Houndsditch London EC3A 7BU | 2021-07-19 | 2022-02-01 | Granted | Office & Retail | No | New Build | 1980s | Not listed | 14326 | 66881 | 14326 | 366.9% | 66881 | New | [5 empty] | 7 | 28 | 24 | 22 |  |  | Atelier Ten | AKT II | Norman, Disney & Young | Allford Hall Monaghan Morris | One Click LCA | Project 12 | 100% | 1
115 - 123 Houndsditch | Assessment 2 - decarbonisation |  | City of London | EC3A 7BR | 21/00622/FULEIA | Planning Portal | Demolition of existing buildings and construction of a new building comprising four basement levels (plus one basement mezzanine), ground floor plus 23 upper storeys, including office use (Class E), flexible retail / cafe use (Class E); community space (Sui Generis), ancillary basement cycle parking, servicing and plant; new public realm and highway works; and other works associated with the development. ¦ 115 - 123 Houndsditch London EC3A 7BU | 2021-07-19 | 2022-02-01 | Granted | Office & Retail | No | New Build | 1980s | Not listed | 14326 | 66881 | 14326 | 366.9% | 66881 | New | [5 empty] | 7 | 28 | 24 | 22 |  |  | Atelier Ten | AKT II | Norman, Disney & Young | Allford Hall Monaghan Morris | One Click LCA | Project 12 | 100% | 1
120 Fleet Street | Assessment 1 - no decarbonisation | 61 | City of London | EC4A 2BE | 21/00538/FULEIA | Planning Portal | Demolition of existing River Court building, part demolition of basement and foundations, erection of new building with 2 basement levels and ground floor plus 20-storeys. Change of use of Daily Express Building alterations/refurbishment to listed building. | 2021-10-26 | 2021-10-26 |  | Office | Yes | Heavy Refurbishment | 1930s | Grade II* | 58818 | 74065.1667 | 54427.1667 | 25.92% | 69674.3333 | New and retained basement | Reinforced Concrete | Steel |  |  | Minimal intervention | 7 | 23 | 21 | 1 | 21 |  | chapmanbdsp | AKT II | chapmanbdsp | Bjarke Ingels Group | One Click LCA | Project 13 | 92.53% | 3
120 Fleet Street | Assessment 2 - decarbonisation | 58 | City of London | EC4A 2BE | 21/00538/FULEIA | Planning Portal | Demolition of existing River Court building, part demolition of basement and foundations, erection of new building with 2 basement levels and ground floor plus 20-storeys. Change of use of Daily Express Building alterations/refurbishment to listed building. | 2021-10-26 | 2021-10-26 |  | Office | Yes | Heavy Refurbishment | 1930s | Grade II* | 58818 | 74065.1667 | 54427.1667 | 25.92% | 69674.3333 | New and retained basement | Reinforced Concrete | Steel |  |  | Minimal intervention | 7 | 23 | 21 | 1 | 21 |  | chapmanbdsp | AKT II | chapmanbdsp | Bjarke Ingels Group | One Click LCA | Project 13 | 92.53% | 3
14-21 Holborn Viaduct | Assessment 1 - no decarbonisation | 144 | City of London | EC1A 2DE | 21/00755/FULMAJ | Planning Portal | Demolition of existing buildings at 14-21 Holborn Viaduct, 34-35 and 32-33A Farringdon Street, and construction of a new building arranged over 2 basement levels, ground and 10 upper floors to Holborn Viaduct and 12 upper floors to Farringdon Street to provide a new Commercial, Business and Service (Class E) building; new publicly accessible lift to provide step-free access between Holborn Viaduct and Farringdon Street; hard and soft landscaping works and other works incidental to the development. | 2021-09-03 | 2022-02-07 | Granted | Office & Retail | No | Substructure and/or Façade Retained | 1920s | Not listed | 16944 | 35948 |  | 112.2% | 19004 | [6 empty] | 11 | 15 | 13 | 4 |  |  | Hilson Moran | Heyne Tillet Steel | Hilson Moran | PLP Architecture | eTool LCD | Project 14 | 0% | 2
14-21 Holborn Viaduct | Assessment 2 - decarbonisation | 144 | City of London | EC1A 2DE | 21/00755/FULMAJ | Planning Portal | Demolition of existing buildings at 14-21 Holborn Viaduct, 34-35 and 32-33A Farringdon Street, and construction of a new building arranged over 2 basement levels, ground and 10 upper floors to Holborn Viaduct and 12 upper floors to Farringdon Street to provide a new Commercial, Business and Service (Class E) building; new publicly accessible lift to provide step-free access between Holborn Viaduct and Farringdon Street; hard and soft landscaping works and other works incidental to the development. | 2021-09-03 | 2022-02-07 | Granted | Office & Retail | No | Substructure and/or Façade Retained | 1920s | Not listed | 16944 | 35948 |  | 112.2% | 19004 | [6 empty] | 11 | 15 | 13 | 4 |  |  | Hilson Moran | Heyne Tillet Steel | Hilson Moran | PLP Architecture | eTool LCD | Project 14 | 0% | 2
1-5 Lower Marsh | Assessment 1 - no decarbonisation | 579 | Lambeth | SE1 7NT | 23/00357/FUL | Planning Portal | 2 storeys added supported by existing structure's 4th floor slab, small area of 5th floor slab demolished and replaced, small ground floor Refurbishment, façade alterations | 2023-02-02 |  | Pending | Office | No | Heavy Refurbishment | 1990s | Not listed | 4927 | 6294 | 132 | 27.75% | 1499 | No new basement | Reinforced Concrete |  | RC Cores / shear walls |  |  | 6 | 8 | 7 | 2 |  |  | Sweco | Davis Maguire | Sweco | Fathom | One Click LCA | Project 15 | 2.679% | 3
1-5 Lower Marsh | Assessment 2 - decarbonisation |  | Lambeth | SE1 7NT | 23/00357/FUL | Planning Portal | 2 storeys added supported by existing structure's 4th floor slab, small area of 5th floor slab demolished and replaced, small ground floor Refurbishment, façade alterations | 2023-02-02 |  | Pending | Office | No | Heavy Refurbishment | 1990s | Not listed | 4927 | 6294 | 132 | 27.75% | 1499 | No new basement | Reinforced Concrete |  | RC Cores / shear walls |  |  | 6 | 8 | 7 | 2 |  |  | Sweco | Davis Maguire | Sweco | Fathom | One Click LCA | Project 15 | 2.679% | 3
15 Minories, 57-60 & 62 Aldgate High Street And 1 Little Somerset Street | Assessment 1 - no decarbonisation | 389 | City of London | EC3N 1BJ | 16/00406/FULMAJ | Planning Portal | Demolition of existing buildings and erection of a mixed use building with 3 basement levels | 2016-04-15 |  | Pending | Office | No | New Build | 1970s | Not listed | 20231 | 32613 | 20231 | 61.2% | 32613 | New | [6 empty] | 14 | 13 |  |  |  | Hoare Lea | WSP | Hoare Lea | ACME | One Click LCA | Project 16 | 100% | 1
15 Minories, 57-60 & 62 Aldgate High Street And 1 Little Somerset Street | Assessment 2 - decarbonisation | 353 | City of London | EC3N 1BJ | 16/00406/FULMAJ | Planning Portal | Demolition of existing buildings and erection of a mixed use building with 3 basement levels | 2016-04-15 |  | Pending | Office | No | New Build | 1970s | Not listed | 20231 | 32613 | 20231 | 61.2% | 32613 | New | [6 empty] | 14 | 13 |  |  |  | Hoare Lea | WSP | Hoare Lea | ACME | One Click LCA | Project 16 | 100% | 1
15-17 Eldon Street | Assessment 1 - no decarbonisation | 477 | City of London | EC2M 7LD | 21/00282/FULMAJ | Planning Portal | Demolition of 5th floor level and Eldon Street facade. Refurbishment and refurbishment of the existing Class E use building to provide a replacement 5th floor level, additional 6th, 7th and 8th floor levels and new facade to Eldon Street. I | 2021-04-09 | 2023-02-14 | Granted | Office | No | Heavy Refurbishment | 1980s | Not listed | 4161 | 5890 | 1009 | 41.55% | 2738 | No new basement | Reinforced Concrete | Steel | RC Cores / shear walls | RC Cores / shear walls | Load balancing at all levels | 7 | 11 | 9 | 4 |  |  | Verte | Frankham Consultancy Group | Butler and Young Associates | Gort Scott |  | Project 17 | 24.25% | 3
15-17 Eldon Street | Assessment 2 - decarbonisation | 431 | City of London | EC2M 7LD | 21/00282/FULMAJ | Planning Portal | Demolition of 5th floor level and Eldon Street facade. Refurbishment and refurbishment of the existing Class E use building to provide a replacement 5th floor level, additional 6th, 7th and 8th floor levels and new facade to Eldon Street. I | 2021-04-09 | 2023-02-14 | Granted | Office | No | Heavy Refurbishment | 1980s | Not listed | 4161 | 5890 | 1009 | 41.55% | 2738 | No new basement | Reinforced Concrete | Steel | RC Cores / shear walls | RC Cores / shear walls | Load balancing at all levels | 7 | 11 | 9 | 4 |  |  | Verte | Frankham Consultancy Group | Butler and Young Associates | Gort Scott |  | Project 17 | 24.25% | 3
166 High Holborn | Assessment 1 - no decarbonisation | 410 | Camden | WC1V 6PB | 2023/2510/P | Planning Portal | Redevelopment of Selkirk House, 166 High Holborn and 1 Museum Street following the substantial demolition of the existing NCP car park and former Travelodge Hotel to provide a mixed-use scheme, providing office, residential, and town centre uses at ground floor level. Works of part-demolition and refurbishment to 10-12 Museum Street, 35-41 New Oxford Street, and 16A-18 West Central Street to provide further town centre ground floor uses and residential floorspace, including affordable housing provision. Provision of new public realm including a new pedestrian route through the site to link West Central Street with High Holborn. Relocation of cycle hire docking stations on High Holborn. | 2023-06-27 |  | Pending | Commercial & Residential |  | New Build |  |  | 0 | 493 | 0 |  | 493 | [7 empty] | 6 | 6 |  |  |  | Scotch Partners | Arup |  |  |  | Project 18 | 100% | 1
166 High Holborn | Assessment 2 - decarbonisation |  | Camden | WC1V 6PB | 2023/2510/P | Planning Portal | Redevelopment of Selkirk House, 166 High Holborn and 1 Museum Street following the substantial demolition of the existing NCP car park and former Travelodge Hotel to provide a mixed-use scheme, providing office, residential, and town centre uses at ground floor level. Works of part-demolition and refurbishment to 10-12 Museum Street, 35-41 New Oxford Street, and 16A-18 West Central Street to provide further town centre ground floor uses and residential floorspace, including affordable housing provision. Provision of new public realm including a new pedestrian route through the site to link West Central Street with High Holborn. Relocation of cycle hire docking stations on High Holborn. | 2023-06-27 |  | Pending | Commercial & Residential |  | New Build |  |  | 0 | 493 | 0 |  | 493 | [7 empty] | 6 | 6 |  |  |  | Scotch Partners | Arup |  |  |  | Project 18 | 100% | 1
16A-18 West Central Street | Assessment 1 - no decarbonisation | 337 | Camden | WC1A 1JJ | 2023/2510/P | Planning Portal | Demolition of the existing building to leave just the basement walls and slab (existing retaining walls to be temporary propped prior to demolishing the ground floor); and Provide a new build concrete framed residential block with commercial at ground floor and plant space within the existing basement. | 2023-06-27 |  | Pending | Residential (inc. student accomodation) | Yes | Substructure and/or Façade Retained | 1900s | Not listed | 2712 | 3247 | 1718 | 19.73% | 2253 | No new basement | Brickwork and timber | Reinforced Concrete | None |  |  | 3 | 6 | 6 | 3 |  |  | Scotch Partners | Heyne Tillet Steel | Scotch Partners | DSDHA |  | Project 19 | 63.35% | 2
16A-18 West Central Street | Assessment 2 - decarbonisation |  | Camden | WC1A 1JJ | 2023/2510/P | Planning Portal | Demolition of the existing building to leave just the basement walls and slab (existing retaining walls to be temporary propped prior to demolishing the ground floor); and Provide a new build concrete framed residential block with commercial at ground floor and plant space within the existing basement. | 2023-06-27 |  | Pending | Residential (inc. student accomodation) | Yes | Substructure and/or Façade Retained | 1900s | Not listed | 2712 | 3247 | 1718 | 19.73% | 2253 | No new basement | Brickwork and timber | Reinforced Concrete | None |  |  | 3 | 6 | 6 | 3 |  |  | Scotch Partners | Heyne Tillet Steel | Scotch Partners | DSDHA |  | Project 19 | 63.35% | 2
175 Bishopsgate/Exchange Square | Assessment 1 - no decarbonisation | 402 | City of London | EC2M 3WA | 21/00930/FULMAJ | Planning Portal | Part demolition, Refurbishment to existing façade facing onto square and upper levels. Increase height and widen Arcade. Creation of Refurbishment terraces | 2022-04-04 | 2023-06-14 | Granted | Office & Retail | No | Light Refurbishment | 1980s | Not listed | 55000 | 58903 | 5500 | 7.096% | 9403 | No new basement | Reinforced Concrete | Steel |  |  | Minimal intervention | 12 | 12 | 12 |  |  |  | Sweco |  |  | Fletcher Priest Architects |  | Project 20 | 10% | 4
175 Bishopsgate/Exchange Square | Assessment 2 - decarbonisation | 392 | City of London | EC2M 3WA | 21/00930/FULMAJ | Planning Portal | Part demolition, Refurbishment to existing façade facing onto square and upper levels. Increase height and widen Arcade. Creation of Refurbishment terraces | 2022-04-04 | 2023-06-14 | Granted | Office & Retail | No | Light Refurbishment | 1980s | Not listed | 55000 | 58903 | 5500 | 7.096% | 9403 | No new basement | Reinforced Concrete | Steel |  |  | Minimal intervention | 12 | 12 | 12 |  |  |  | Sweco |  |  | Fletcher Priest Architects |  | Project 20 | 10% | 4
18 Blackfriars Road - Office Building | Assessment 1 - no decarbonisation | 395 | Southwark | SE1 9JU | 23/AP/1854 | Planning Portal | 45-storey building above podium. Improvements to existing public house | 2023-07-05 |  |  | Office |  | New Build |  |  |  | 116381 |  |  | 116381 | [7 empty] | 48 | 48 |  |  |  | Arup |  |  |  |  | Project 21 | 100% | 1
18 Blackfriars Road - Office Building | Assessment 2 - decarbonisation |  | Southwark | SE1 9JU | 23/AP/1854 | Planning Portal | 45-storey building above podium. Improvements to existing public house | 2023-07-05 |  |  | Office |  | New Build |  |  |  | 116381 |  |  | 116381 | [7 empty] | 48 | 48 |  |  |  | Arup |  |  |  |  | Project 21 | 100% | 1
18 Blackfriars Road - Paris Building | Assessment 1 - no decarbonisation | 538 | Southwark | SE1 9JU | 23/AP/1854 | Planning Portal | 22 storey building above podium comprising of affordable residential accommodation. |  |  |  | Residential (inc. student accomodation) |  | New Build |  |  |  | 19384 |  |  | 19384 | [7 empty] | 25 | 25 |  |  |  | Arup |  |  |  |  | Project 22 | 100% | 1
18 Blackfriars Road - Paris Building | Assessment 2 - decarbonisation |  | Southwark | SE1 9JU | 23/AP/1854 | Planning Portal | 22 storey building above podium comprising of affordable residential accommodation. |  |  |  | Residential (inc. student accomodation) |  | New Build |  |  |  | 19384 |  |  | 19384 | [7 empty] | 25 | 25 |  |  |  | Arup |  |  |  |  | Project 22 | 100% | 1
18 Blackfriars Road - Stamford Building | Assessment 1 - no decarbonisation | 556 | Southwark | SE1 9JU | 23/AP/1854 | Planning Portal | Erection of ground plus 3-storey podium (retail, leisure), 2 basement levels. 2 residential buildings of 22 and 40 storeys above podium. | 2023-07-04 |  |  | Residential (inc. student accomodation) |  | New Build |  |  |  | 39578 |  |  | 39578 | [7 empty] | 42 | 40 |  |  |  | Arup |  |  |  |  | Project 23 | 100% | 1
18 Blackfriars Road - Stamford Building | Assessment 2 - decarbonisation |  | Southwark | SE1 9JU | 23/AP/1854 | Planning Portal | Erection of ground plus 3-storey podium (retail, leisure), 2 basement levels. 2 residential buildings of 22 and 40 storeys above podium. | 2023-07-04 |  |  | Residential (inc. student accomodation) |  | New Build |  |  |  | 39578 |  |  | 39578 | [7 empty] | 42 | 40 |  |  |  | Arup |  |  |  |  | Project 23 | 100% | 1
181 Talgarth Road | Assessment 1 - no decarbonisation | 150 | Hammersmith and Fulham | W6 8DN | 2021/03561/FUL | Planning Portal | Currently clear site, erection of two buildings | 2021-11-04 | 2022-08-11 |  | Residential (inc. student accomodation) |  | New Build |  |  |  | 16943 |  |  | 16943 | [7 empty] | 16 | 16 |  |  |  | Stroma |  |  |  |  | Project 24 | 100% | 1
181 Talgarth Road | Assessment 2 - decarbonisation | 150 | Hammersmith and Fulham | W6 8DN | 2021/03561/FUL | Planning Portal | Currently clear site, erection of two buildings | 2021-11-04 | 2022-08-11 |  | Residential (inc. student accomodation) |  | New Build |  |  |  | 16943 |  |  | 16943 | [7 empty] | 16 | 16 |  |  |  | Stroma |  |  |  |  | Project 24 | 100% | 1
19-35 Baker Street | Assessment 1 - no decarbonisation |  | Westminster | W1U 6DD | 16/11376/FULL | Planning Portal | Demolition of the existing buildings at 19-35 Baker Street, 88-110 George Street, 69-71 Blandford Street and redevelopment to create a mixed use scheme providing offices (Class B1), retail (Class A1 and flexible Class A1/A3 units) and up to 51 residential units (Class C3) within a new ground plus nine storey building (and an enclosed plant area) on Baker Street; a new stepped ground plus four to ground plus six storey building on George Street; refurbishment, Refurbishment and the change of use of the first floor from office to residential at 30 Gloucester Place; creation of a single storey basement level linking the Baker Street and George Street buildings to provide car and cycle parking, refuse and servicing; creation of a new central, publically accessible courtyard; removal of 5 trees and replacement trees across the site, a new publically accessible route at ground level connecting Baker Street and Gloucester Place; associated plant, landscaping, replacement pavements in part and other associated works. (Linked application 16/11377/LBC) (Revised scheme i. Stepping back at level 8 and above to Baker Street building. ii. Details of buidling line of Baker Street building. iii. Details of servicing arrangements. iv. Details of distribution of Class A1 and A3 uses within the scheme) | 2016-11-29 | 2019-03-27 | Granted | Office, Retail & Residential |  | New Build | 1970s |  | 20087 | 49561 |  | 146.7% | 29474 | New | [6 empty] | 10 | 9 |  |  |  | Arup | AKT II | Arup | Hopkins Architects |  | Project 25 | 100% | 1
19-35 Baker Street | Assessment 2 - decarbonisation |  | Westminster | W1U 6DD | 16/11376/FULL | Planning Portal | Demolition of the existing buildings at 19-35 Baker Street, 88-110 George Street, 69-71 Blandford Street and redevelopment to create a mixed use scheme providing offices (Class B1), retail (Class A1 and flexible Class A1/A3 units) and up to 51 residential units (Class C3) within a new ground plus nine storey building (and an enclosed plant area) on Baker Street; a new stepped ground plus four to ground plus six storey building on George Street; refurbishment, Refurbishment and the change of use of the first floor from office to residential at 30 Gloucester Place; creation of a single storey basement level linking the Baker Street and George Street buildings to provide car and cycle parking, refuse and servicing; creation of a new central, publically accessible courtyard; removal of 5 trees and replacement trees across the site, a new publically accessible route at ground level connecting Baker Street and Gloucester Place; associated plant, landscaping, replacement pavements in part and other associated works. (Linked application 16/11377/LBC) (Revised scheme i. Stepping back at level 8 and above to Baker Street building. ii. Details of buidling line of Baker Street building. iii. Details of servicing arrangements. iv. Details of distribution of Class A1 and A3 uses within the scheme) | 2016-11-29 | 2019-03-27 | Granted | Office, Retail & Residential |  | New Build | 1970s |  | 20087 | 49561 |  | 146.7% | 29474 | New | [6 empty] | 10 | 9 |  |  |  | Arup | AKT II | Arup | Hopkins Architects |  | Project 25 | 100% | 1
18-20 Savile Row | Assessment 1 - no decarbonisation | 381 | Westminster | W1S 3PW | 22/03276/FULL | Planning Portal | Demolition of all existing buildings, excavation to deepen existing basement, and redevelopment to provide an eight storey building plus one storey basement comprising flexible retail (Class E(a)) and/or restaurant (Class E(b)) floorspace and tailoring floorspace (Class E(a), Class E(g)(ii) & Class E(g)(iii)) at part ground floor; and office floorspace (Class E(g)(i)) at part ground and on all upper floors; external terraces and associated hard and soft landscaping; cycle parking; replacement of commemorative plaque and other associated works. ¦ Development Site At 18 - 20 Savile Row London | 2022-05-16 | 2024-03-02 | Not granted | Office & Retail | No | New Build | 1950s | Not listed | 7684 | 8724 | 7684 | 13.53% | 8724 | New and retained basement | Reinforced Concrete | Steel | RC Cores / shear walls | RC Cores / shear walls |  | 9 | 9 | 8 | 8 |  |  | Norman, Disney & Young | Elliot Wood | Norman, Disney & Young | Fathom | One Click LCA |  | 100% | 1
18-20 Savile Row | Assessment 2 - decarbonisation |  | Westminster | W1S 3PW | 22/03276/FULL | Planning Portal | Demolition of all existing buildings, excavation to deepen existing basement, and redevelopment to provide an eight storey building plus one storey basement comprising flexible retail (Class E(a)) and/or restaurant (Class E(b)) floorspace and tailoring floorspace (Class E(a), Class E(g)(ii) & Class E(g)(iii)) at part ground floor; and office floorspace (Class E(g)(i)) at part ground and on all upper floors; external terraces and associated hard and soft landscaping; cycle parking; replacement of commemorative plaque and other associated works. ¦ Development Site At 18 - 20 Savile Row London | 2022-05-16 | 2024-03-02 | Not granted | Office & Retail | No | New Build | 1950s | Not listed | 7684 | 8724 | 7684 | 13.53% | 8724 | New and retained basement | Reinforced Concrete | Steel | RC Cores / shear walls | RC Cores / shear walls |  | 9 | 9 | 8 | 8 |  |  | Norman, Disney & Young | Elliot Wood | Norman, Disney & Young | Fathom | One Click LCA |  | 100% | 1
19-35 Sylvan Grove | Assessment 1 - no decarbonisation | 477 | Southwark | SE15 1PD | 23/AP/0582 | Planning Portal | 2 buildings of up to 7 storeys and 34 storeys. Partial demolition, erection of new mixed-use building. | 2023-03-02 |  | Pending | Residential (inc. student accomodation) |  | Heavy Refurbishment | 1920s | Not listed | 2154 | 27476 | 1720 | 1176% | 27042 | New | Masonry and steel | Reinforced Concrete | Moment frame | Cores and bracing | Load balancing at all levels | 2 | 36 | 35 |  | 36 |  | Introba | Civic Engineers |  | TP Bennett |  | Project 26 | 79.85% | 3
19-35 Sylvan Grove | Assessment 2 - decarbonisation |  | Southwark | SE15 1PD | 23/AP/0582 | Planning Portal | 2 buildings of up to 7 storeys and 34 storeys. Partial demolition, erection of new mixed-use building. | 2023-03-02 |  | Pending | Residential (inc. student accomodation) |  | Heavy Refurbishment | 1920s | Not listed | 2154 | 27476 | 1720 | 1176% | 27042 | New | Masonry and steel | Reinforced Concrete | Moment frame | Cores and bracing | Load balancing at all levels | 2 | 36 | 35 |  | 36 |  | Introba | Civic Engineers |  | TP Bennett |  | Project 26 | 79.85% | 3
20 Giltspur Street | Assessment 1 - no decarbonisation | 274 | City of London | EC1A 9DD | 22/00867/FULMAJ | Planning Portal | Alteration and Refurbishment of existing building. Infill Refurbishments at upper levels (uppermost floor extended to area of lower floors) . Altered and additional entrances. Altered plant enclosure. Façade alterations. | 2022-09-12 | 2022-12-12 |  | Office | No | Heavy Refurbishment | 2000s | Not listed | 8734 | 11184 | 2023.6 | 28.05% | 4473.6 | No new basement | Steel | Steel | RC Cores / shear walls | RC Cores / shear walls | Load balancing at all levels | 7 | 6 | 6 |  |  | None required | Norman Disney & Young | Elliot Wood | Norman, Disney & Young | Buckley Gray Yeoman |  | Project 30 | 23.17% | 3
20 Giltspur Street | Assessment 2 - decarbonisation |  | City of London | EC1A 9DD | 22/00867/FULMAJ | Planning Portal | Alteration and Refurbishment of existing building. Infill Refurbishments at upper levels (uppermost floor extended to area of lower floors) . Altered and additional entrances. Altered plant enclosure. Façade alterations. | 2022-09-12 | 2022-12-12 |  | Office | No | Heavy Refurbishment | 2000s | Not listed | 8734 | 11184 | 2023.6 | 28.05% | 4473.6 | No new basement | Steel | Steel | RC Cores / shear walls | RC Cores / shear walls | Load balancing at all levels | 7 | 6 | 6 |  |  | None required | Norman Disney & Young | Elliot Wood | Norman, Disney & Young | Buckley Gray Yeoman |  | Project 30 | 23.17% | 3
2 Trafalgar Way | Assessment 1 - no decarbonisation |  | Tower Hamlets | E14 5SP | 20/01402/A2 | Planning Portal | Redevelopment of the site to provide a new mixed use building including student accommodation units and associated uses | 2020-07-02 | 2022-06-30 |  | Residential (inc. student accomodation) |  | New Build | [6 empty] | 0 | [7 empty] | 48 | 46 | [8 empty] | Project 29 | 100% | 1
2 Trafalgar Way | Assessment 2 - decarbonisation |  | Tower Hamlets | E14 5SP | 20/01402/A2 | Planning Portal | Redevelopment of the site to provide a new mixed use building including student accommodation units and associated uses | 2020-07-02 | 2022-06-30 |  | Residential (inc. student accomodation) |  | New Build | [6 empty] | 0 | [7 empty] | 48 | 46 | [8 empty] | Project 29 | 100% | 1
2-3 Finsbury Avenue | Assessment 1 - no decarbonisation |  | City of London | EC2M 2PA | 20/00869/FULEIA | Planning Portal | Demolition of existing buildings and new building with 3 basement levels and ground plus 37 storeys. | 2020-11-04 | 2021-08-19 |  | Office |  | New Build |  |  |  | 105733 |  |  | 105733 | [7 empty] | 40 | 37 |  |  |  | Atelier Ten |  |  |  |  | Project 32 | 100% | 1
2-3 Finsbury Avenue | Assessment 2 - decarbonisation |  | City of London | EC2M 2PA | 20/00869/FULEIA | Planning Portal | Demolition of existing buildings and new building with 3 basement levels and ground plus 37 storeys. | 2020-11-04 | 2021-08-19 |  | Office |  | New Build |  |  |  | 105733 |  |  | 105733 | [7 empty] | 40 | 37 |  |  |  | Atelier Ten |  |  |  |  | Project 32 | 100% | 1
25 Mandela Way | Assessment 1 - no decarbonisation | 198 | Southwark | SE1 5SZ | 23/AP/0950 | Planning Portal | Up to 4-storey building. | 2023-04-04 |  |  | Industrial |  | New Build |  |  |  | 15118 |  |  | 15118 | [7 empty] | 4 | 4 |  |  |  | ADW Development |  |  |  |  | Project 33 | 100% | 1
25 Mandela Way | Assessment 2 - decarbonisation |  | Southwark | SE1 5SZ | 23/AP/0950 | Planning Portal | Up to 4-storey building. | 2023-04-04 |  |  | Industrial |  | New Build |  |  |  | 15118 |  |  | 15118 | [7 empty] | 4 | 4 |  |  |  | ADW Development |  |  |  |  | Project 33 | 100% | 1
216-220 Blackfriars Road | Assessment 1 - no decarbonisation | 57 | Southwark | SE1 9JU | 20/AP/3250 | Planning Portal | Part 22 and part15 storeys + 3 basement levels, | 2020-11-03 | 2022-07-20 |  | Commercial & Residential |  | New Build |  |  |  | 40097 |  |  | 40097 | [7 empty] | 25 | 22 |  |  |  | WSP |  |  |  |  | Project 31 | 100% | 1
216-220 Blackfriars Road | Assessment 2 - decarbonisation | 57 | Southwark | SE1 9JU | 20/AP/3250 | Planning Portal | Part 22 and part15 storeys + 3 basement levels, | 2020-11-03 | 2022-07-20 |  | Commercial & Residential |  | New Build |  |  |  | 40097 |  |  | 40097 | [7 empty] | 25 | 22 |  |  |  | WSP |  |  |  |  | Project 31 | 100% | 1
26 To 46 Lisson Grove | Assessment 1 - no decarbonisation | 426 | Westminster | NW1 6TT | 22/05145/FULL | Planning Portal | Reuse part of existing basement | 2022-07-28 | 2023-01-06 |  | Office & Retail | No | Substructure and/or Façade Retained | 1960s | Not listed | 6192 | 10624 | 4404 | 71.58% | 8836 | No new basement | [5 empty] | 5 | 8 | 7 | 3 |  |  | Sweco |  |  |  |  | Project 35 | 71.12% | 2
26 To 46 Lisson Grove | Assessment 2 - decarbonisation |  | Westminster | NW1 6TT | 22/05145/FULL | Planning Portal | Reuse part of existing basement | 2022-07-28 | 2023-01-06 |  | Office & Retail | No | Substructure and/or Façade Retained | 1960s | Not listed | 6192 | 10624 | 4404 | 71.58% | 8836 | No new basement | [5 empty] | 5 | 8 | 7 | 3 |  |  | Sweco |  |  |  |  | Project 35 | 71.12% | 2
257-283 Ilderton Road | Assessment 1 - no decarbonisation | 326 | Southwark | SE15 1EZ | 23/AP/1317 | Planning Portal | 30-storey accommodation block and 10-storey storage facility.Plants on roof | 2023-05-09 |  |  | Residential (inc. student accomodation) |  | New Build |  |  |  | 29541 |  |  | 29541 | [7 empty] | 30 | 30 |  |  |  | Atelier Ten |  |  |  |  | Project 34 | 100% | 1
257-283 Ilderton Road | Assessment 2 - decarbonisation |  | Southwark | SE15 1EZ | 23/AP/1317 | Planning Portal | 30-storey accommodation block and 10-storey storage facility.Plants on roof | 2023-05-09 |  |  | Residential (inc. student accomodation) |  | New Build |  |  |  | 29541 |  |  | 29541 | [7 empty] | 30 | 30 |  |  |  | Atelier Ten |  |  |  |  | Project 34 | 100% | 1
330 Grays Inn Road | Assessment 1 - no decarbonisation | 408 | Camden | WC1X 8DA | 2023/0904/P | Planning Portal | Retention of an existing building with a two storey Refurbishment, and demolition of all other buildings | 2023-03-03 |  | Pending | Office, Retail & Residential | Yes | Heavy Refurbishment | 1870s | Not listed | 12811 | 35681 | 12097.38 | 178.5% | 34967.38 | New and retained basement | Masonry and steel | Reinforced Concrete | RC Cores / shear walls | RC Cores / shear walls | Load balancing at foundations | 3 | 2 | 5 | 2 | 15 |  | XCO2 | WSP |  | Allford Hall Monaghan Morris | One Click LCA | Project 37 | 94.43% | 3
330 Grays Inn Road | Assessment 2 - decarbonisation |  | Camden | WC1X 8DA | 2023/0904/P | Planning Portal | Retention of an existing building with a two storey Refurbishment, and demolition of all other buildings | 2023-03-03 |  | Pending | Office, Retail & Residential | Yes | Heavy Refurbishment | 1870s | Not listed | 12811 | 35681 | 12097.38 | 178.5% | 34967.38 | New and retained basement | Masonry and steel | Reinforced Concrete | RC Cores / shear walls | RC Cores / shear walls | Load balancing at foundations | 3 | 2 | 5 | 2 | 15 |  | XCO2 | WSP |  | Allford Hall Monaghan Morris | One Click LCA | Project 37 | 94.43% | 3
334-348 Oxford Street | Assessment 1 - no decarbonisation | 330 | Westminster | W1C 1JG | 21/05110/FULL | Planning Portal | Alterations and Refurbishments to, and partial demolition of, existing building to provide partly extended and refurbished, and partly new, building comprising deepened basement, ground, and nine upper floors | 2021-07-26 | 2022-03-01 | Granted | Office & Retail | No | Heavy Refurbishment | 1970s | Not listed | 33632 | 43040 | 0 | 27.97% | 9408 | New and retained basement | [5 empty] | 8 | 11 | 10 | 3 |  |  | Atelier Ten | AKT II | Atelier Ten | Allford Hall Monaghan Morris | One Click LCA | Project 38 | 0% | 3
334-348 Oxford Street | Assessment 2 - decarbonisation | 307 | Westminster | W1C 1JG | 21/05110/FULL | Planning Portal | Alterations and Refurbishments to, and partial demolition of, existing building to provide partly extended and refurbished, and partly new, building comprising deepened basement, ground, and nine upper floors | 2021-07-26 | 2022-03-01 | Granted | Office & Retail | No | Heavy Refurbishment | 1970s | Not listed | 33632 | 43040 | 0 | 27.97% | 9408 | New and retained basement | [5 empty] | 8 | 11 | 10 | 3 |  |  | Atelier Ten | AKT II | Atelier Ten | Allford Hall Monaghan Morris | One Click LCA | Project 38 | 0% | 3
38-42 Southwark Bridge Road | Assessment 1 - no decarbonisation | 423 | Southwark | SE1 9EJ | 22/AP/4006 | Planning Portal |  | 2022-11-23 |  |  | Office |  | New Build |  |  |  | 16870 |  |  | 16870 | [7 empty] | 7 | 7 |  |  |  | Arup |  |  |  |  | Project 39 | 100% | 1
38-42 Southwark Bridge Road | Assessment 2 - decarbonisation |  | Southwark | SE1 9EJ | 22/AP/4006 | Planning Portal |  | 2022-11-23 |  |  | Office |  | New Build |  |  |  | 16870 |  |  | 16870 | [7 empty] | 7 | 7 |  |  |  | Arup |  |  |  |  | Project 39 | 100% | 1
302-312 Stratford High Street | Assessment 1 - no decarbonisation | 317 | London Legacy Development Corporation | E15 1AJ | 22/00098/FUL | Planning Portal | Demolition of existing buildings and redevelopment of the site to provide a part 12, part 25 storey building (plus 2 basement levels) for a mixed-use development comprising 465 student accommodation rooms (Sui Generis), 786sqm workspace (Class E), a new public house consisting of 141sqm (Sui Generis) with hard and soft landscaping, public realm improvements including enhancements to the Channelsea River, a new vehicular access, parking and associated works. This application is accompanied by an Environmental Statement (ES) (dated February 2022) submitted pursuant to the Town and Country Planning (Environmental Impact Assessment) Regulations (2017), as amended | 2022-03-16 | 2023-05-22 | Granted | Commercial & Residential | No | New Build | 1930s | Not listed | 1337 | 16203 | 1337 | 1112% | 16203 | New | [5 empty] | 3 | 27 | 25 | 27 |  |  | Elementa | Meinhardt | Meinhardt | Henley Halebrown | One Click LCA | Project 36 | 100% | 1
302-312 Stratford High Street | Assessment 2 - decarbonisation |  | London Legacy Development Corporation | E15 1AJ | 22/00098/FUL | Planning Portal | Demolition of existing buildings and redevelopment of the site to provide a part 12, part 25 storey building (plus 2 basement levels) for a mixed-use development comprising 465 student accommodation rooms (Sui Generis), 786sqm workspace (Class E), a new public house consisting of 141sqm (Sui Generis) with hard and soft landscaping, public realm improvements including enhancements to the Channelsea River, a new vehicular access, parking and associated works. This application is accompanied by an Environmental Statement (ES) (dated February 2022) submitted pursuant to the Town and Country Planning (Environmental Impact Assessment) Regulations (2017), as amended | 2022-03-16 | 2023-05-22 | Granted | Commercial & Residential | No | New Build | 1930s | Not listed | 1337 | 16203 | 1337 | 1112% | 16203 | New | [5 empty] | 3 | 27 | 25 | 27 |  |  | Elementa | Meinhardt | Meinhardt | Henley Halebrown | One Click LCA | Project 36 | 100% | 1
38-70 Baker Street | Assessment 1 - no decarbonisation | 277 | Westminster | W1U 7BT | 22/08200/FULL | Planning Portal | Reuse of existing basement | 2022-12-01 |  |  | Commercial & Residential | No | Substructure and/or Façade Retained | 1950s | Not listed | 19618 | 33223 | 19618 | 69.35% | 33223 | No new basement | [5 empty] | 7 | 10 | 9 | 3 |  |  | Buro Happold |  |  |  |  | Project 40 | 100% | 2
38-70 Baker Street | Assessment 2 - decarbonisation |  | Westminster | W1U 7BT | 22/08200/FULL | Planning Portal | Reuse of existing basement | 2022-12-01 |  |  | Commercial & Residential | No | Substructure and/or Façade Retained | 1950s | Not listed | 19618 | 33223 | 19618 | 69.35% | 33223 | No new basement | [5 empty] | 7 | 10 | 9 | 3 |  |  | Buro Happold |  |  |  |  | Project 40 | 100% | 2
458 Oxford Street | Assessment 1 - no decarbonisation | 211 | Westminster | W1C 1AP | 21/04502/FULL | Planning Portal |  | 2021-07-02 | 2022-03-07 |  | Office |  | New Build |  |  |  | 60777 |  |  | 60777 | [7 empty] | 11 | 9 |  |  |  | Arup | Arup | Arup | Pilbrow & Partners | One Click LCA | Project 42 | 100% | 1
458 Oxford Street | Assessment 2 - decarbonisation |  | Westminster | W1C 1AP | 21/04502/FULL | Planning Portal |  | 2021-07-02 | 2022-03-07 |  | Office |  | New Build |  |  |  | 60777 |  |  | 60777 | [7 empty] | 11 | 9 |  |  |  | Arup | Arup | Arup | Pilbrow & Partners | One Click LCA | Project 42 | 100% | 1
47-50 Mark Lane | Assessment 1 - no decarbonisation | 370 | City of London | EC3R 7QQ | 22/01245/FULMAJ | Planning Portal | Demolition of existing buildings and structures, retention of existing basement, construction of new ground plus 11-storey building with plant above. | 2022-12-21 | 2023-03-22 |  | Office | No | Substructure and/or Façade Retained | 1960s | Not listed | 16523 | 30218 | 16523 | 82.88% | 30218 | No new basement | [6 empty] | 11 | 11 | 11 |  |  | GXN Innovation | AKT II | Atelier Ten | Orms Designers and Architects | One Click LCA | Project 43 | 100% | 2
47-50 Mark Lane | Assessment 2 - decarbonisation |  | City of London | EC3R 7QQ | 22/01245/FULMAJ | Planning Portal | Demolition of existing buildings and structures, retention of existing basement, construction of new ground plus 11-storey building with plant above. | 2022-12-21 | 2023-03-22 |  | Office | No | Substructure and/or Façade Retained | 1960s | Not listed | 16523 | 30218 | 16523 | 82.88% | 30218 | No new basement | [6 empty] | 11 | 11 | 11 |  |  | GXN Innovation | AKT II | Atelier Ten | Orms Designers and Architects | One Click LCA | Project 43 | 100% | 2
55 Gracechurch Street | Assessment 1 - no decarbonisation | 173 | City of London | EC3V 0EE | 20/00671/FULEIA | Planning Portal | Demolition of existing buildings. New building with basement levels and ground floor plus 29 storeys. | 2020-08-24 | 2021-01-26 |  | Office |  | New Build |  |  |  | 33202 |  |  | 33202 | [7 empty] | 32 | 29 |  |  |  | TFT |  |  |  |  | Project 47 | 100% | 1
55 Gracechurch Street | Assessment 2 - decarbonisation | 173 | City of London | EC3V 0EE | 20/00671/FULEIA | Planning Portal | Demolition of existing buildings. New building with basement levels and ground floor plus 29 storeys. | 2020-08-24 | 2021-01-26 |  | Office |  | New Build |  |  |  | 33202 |  |  | 33202 | [7 empty] | 32 | 29 |  |  |  | TFT |  |  |  |  | Project 47 | 100% | 1
45 Hornsey Road | Assessment 1 - no decarbonisation | 47 | Islington | N7 7DD | P2022/1943/FUL | Planning Portal | Demolition of existing building and structure and erection of 12-storey building and refurb. of railway arches | 2022-05-25 | 2023-07-18 |  | Residential (inc. student accomodation) |  | New Build |  |  |  | 9983 |  |  | 9983 | [7 empty] | 12 | 12 |  |  |  | Energist |  |  |  |  | Project 41 | 100% | 1
45 Hornsey Road | Assessment 2 - decarbonisation | 46 | Islington | N7 7DD | P2022/1943/FUL | Planning Portal | Demolition of existing building and structure and erection of 12-storey building and refurb. of railway arches | 2022-05-25 | 2023-07-18 |  | Residential (inc. student accomodation) |  | New Build |  |  |  | 9983 |  |  | 9983 | [7 empty] | 12 | 12 |  |  |  | Energist |  |  |  |  | Project 41 | 100% | 1
6-12 Verney Road | Assessment 1 - no decarbonisation | 237 | Southwark | SE16 3FN | 23/AP/0948 | Planning Portal | Up to 4-storey building. | 2023-04-05 |  |  | Industrial |  | New Build |  |  |  | 20864 |  |  | 20864 | [7 empty] | 4 | 4 |  |  |  | Insignis |  |  |  |  | Project 49 | 100% | 1
6-12 Verney Road | Assessment 2 - decarbonisation |  | Southwark | SE16 3FN | 23/AP/0948 | Planning Portal | Up to 4-storey building. | 2023-04-05 |  |  | Industrial |  | New Build |  |  |  | 20864 |  |  | 20864 | [7 empty] | 4 | 4 |  |  |  | Insignis |  |  |  |  | Project 49 | 100% | 1
63 - 66 Coleman Street | Assessment 1 - no decarbonisation | 105 | City of London | EC2R 5AN | 21/00694/FULMAJ | Planning Portal | Front façade retention | 2021-08-09 | 2022-12-14 |  | Office & Retail | No | Substructure and/or Façade Retained | 1870s | Not listed | 3851 | 5220 | 3851 | 35.55% | 5220 | [6 empty] | 8 | 10 | 9 | 2 |  |  | FLATT | Heyne Tillet Steel | FLATT | Emrys Architects | One Click LCA | Project 50 | 100% | 2
63 - 66 Coleman Street | Assessment 2 - decarbonisation |  | City of London | EC2R 5AN | 21/00694/FULMAJ | Planning Portal | Front façade retention | 2021-08-09 | 2022-12-14 |  | Office & Retail | No | Substructure and/or Façade Retained | 1870s | Not listed | 3851 | 5220 | 3851 | 35.55% | 5220 | [6 empty] | 8 | 10 | 9 | 2 |  |  | FLATT | Heyne Tillet Steel | FLATT | Emrys Architects | One Click LCA | Project 50 | 100% | 2
65 Gresham St | Assessment 1 - no decarbonisation | 127 | City of London | EC2V 7NQ | 22/00848/FULMAJ | Planning Portal | Horizontal Refurbishment at 8th and 9th floor levels and three-storey vertical Refurbishment plus plant enclosure to create Class E floorspace; alterations and refurbishment to existing windows and facades; structural alterations and repositioning of cores; creation of new and refurbished entrances on Gresham Street and at the junction of Aldermanbury and Love Lane; creation of inset balconies; creation of roof terraces at levels 8, 10 and 12; removal and replacement of plant and installation of PV; public realm improvements for new hard and soft landscaping; removal of ground floor mezzanine level facilitating the provision of retail frontages and retail units to Aldermanbury; provision of cycle storage and other works incidental to the development. ¦ 65 Gresham Street London EC2V 7NQ | 2022-09-07 |  | Pending | Office | No | Heavy Refurbishment | 2000s | Not listed | 41136 | 54290 | 0 | 31.98% | 13154 | No new basement | [5 empty] | 12 | 17 | 14 | 5 | 2 |  | Longevity Partners | Buro Happold | Atelier Ten | Squire and Partners | One Click LCA | Project 51 | 0% | 3
65 Gresham St | Assessment 2 - decarbonisation |  | City of London | EC2V 7NQ | 22/00848/FULMAJ | Planning Portal | Horizontal Refurbishment at 8th and 9th floor levels and three-storey vertical Refurbishment plus plant enclosure to create Class E floorspace; alterations and refurbishment to existing windows and facades; structural alterations and repositioning of cores; creation of new and refurbished entrances on Gresham Street and at the junction of Aldermanbury and Love Lane; creation of inset balconies; creation of roof terraces at levels 8, 10 and 12; removal and replacement of plant and installation of PV; public realm improvements for new hard and soft landscaping; removal of ground floor mezzanine level facilitating the provision of retail frontages and retail units to Aldermanbury; provision of cycle storage and other works incidental to the development. ¦ 65 Gresham Street London EC2V 7NQ | 2022-09-07 |  | Pending | Office | No | Heavy Refurbishment | 2000s | Not listed | 41136 | 54290 | 0 | 31.98% | 13154 | No new basement | [5 empty] | 12 | 17 | 14 | 5 | 2 |  | Longevity Partners | Buro Happold | Atelier Ten | Squire and Partners | One Click LCA | Project 51 | 0% | 3
7 Brannan Street | Assessment 1 - no decarbonisation |  | Tower Hamlets | E14 9ZR | [15 empty] | 0 | [17 empty] | Project 52 |  | 0
7 Brannan Street | Assessment 2 - decarbonisation |  | Tower Hamlets | E14 9ZR | [15 empty] | 0 | [17 empty] | Project 52 |  | 0
7 Millbank | Assessment 1 - no decarbonisation | 363 | Westminster | SW1P 3JA | 21/01508/FULL | Planning Portal |  | 2021-03-10 | 2022-02-08 |  | Office |  | New Build |  |  |  | 19414 |  |  | 19414 | [7 empty] | 10 | 8 |  |  |  | Hilson Moran |  |  |  |  | Project 53 | 100% | 1
7 Millbank | Assessment 2 - decarbonisation | 117 | Westminster | SW1P 3JA | 21/01508/FULL | Planning Portal |  | 2021-03-10 | 2022-02-08 |  | Office |  | New Build |  |  |  | 19414 |  |  | 19414 | [7 empty] | 10 | 8 |  |  |  | Hilson Moran |  |  |  |  | Project 53 | 100% | 1
70 Gracechurch Street | Assessment 1 - no decarbonisation | 760 | City of London | EC3V 0XL | 20/00671/FULEIA | Planning Portal | Demolition of existing buildings. New building with basement levels and ground floor plus 33 storeys | 2020-10-13 | 2021-09-29 |  | Office |  | New Build |  |  |  | 60616 |  |  | 60616 | [7 empty] | 37 | 33 |  |  |  | TFT |  |  |  |  | Project 54 | 100% | 1
70 Gracechurch Street | Assessment 2 - decarbonisation | 760 | City of London | EC3V 0XL | 20/00671/FULEIA | Planning Portal | Demolition of existing buildings. New building with basement levels and ground floor plus 33 storeys | 2020-10-13 | 2021-09-29 |  | Office |  | New Build |  |  |  | 60616 |  |  | 60616 | [7 empty] | 37 | 33 |  |  |  | TFT |  |  |  |  | Project 54 | 100% | 1
61 - 65 Holborn Viaduct London EC1A 2FD | Assessment 1 - no decarbonisation | 437 | City of London | EC1A 2DE | 21/00781/FULMAJ | Planning Portal | Erection of new ground plus 12-storey building with 2 basement levels, existing single storey basement wall is re-used | 2021-09-13 | 2022-02-01 |  | Residential (inc. student accomodation) |  | New Build |  |  |  | 20463 |  |  | 20463 | [7 empty] | 14 | 12 |  |  |  | Hodkinson |  |  |  |  | Project 48 | 100% | 1
61 - 65 Holborn Viaduct London EC1A 2FD | Assessment 2 - decarbonisation | 437 | City of London | EC1A 2DE | 21/00781/FULMAJ | Planning Portal | Erection of new ground plus 12-storey building with 2 basement levels, existing single storey basement wall is re-used | 2021-09-13 | 2022-02-01 |  | Residential (inc. student accomodation) |  | New Build |  |  |  | 20463 |  |  | 20463 | [7 empty] | 14 | 12 |  |  |  | Hodkinson |  |  |  |  | Project 48 | 100% | 1
76-78 Upper Ground | Assessment 1 - no decarbonisation | 152 | Lambeth | SE1 9PZ | 21/01142/FUL | Planning Portal | Refurbishment, partial demolition and Refurbishment of the existing building, 80% retention. New core. Plant on roof extended. | 2021-03-19 | 2021-12-23 |  | Office | No | Heavy Refurbishment | 1980s | Grade II | 27790 | 38840 | 5060 | 39.76% | 16110 | No new basement | [5 empty] | 6 | 7 | 6 | 1 | 4 |  | Watkins Payne | Heyne Tillet Steel | Watkins Payne Partnership | Allford Hall Monaghan Morris | One Click LCA | Project 56 | 18.21% | 3
76-78 Upper Ground | Assessment 2 - decarbonisation | 152 | Lambeth | SE1 9PZ | 21/01142/FUL | Planning Portal | Refurbishment, partial demolition and Refurbishment of the existing building, 80% retention. New core. Plant on roof extended. | 2021-03-19 | 2021-12-23 |  | Office | No | Heavy Refurbishment | 1980s | Grade II | 27790 | 38840 | 5060 | 39.76% | 16110 | No new basement | [5 empty] | 6 | 7 | 6 | 1 | 4 |  | Watkins Payne | Heyne Tillet Steel | Watkins Payne Partnership | Allford Hall Monaghan Morris | One Click LCA | Project 56 | 18.21% | 3
79-87 Westminster Bridge Road | Assessment 1 - no decarbonisation | 274 | Lambeth | SE1 7XT | 20/03539/FUL | Planning Portal | Erection of ground plus 14-storey building and two basement levels | 2020-10-13 |  |  | Hotel |  | New Build |  |  |  | 8529 |  |  | 8529 | [7 empty] | 16 | 14 |  |  |  | Meinhardt |  |  |  |  | Project 57 | 100% | 1
79-87 Westminster Bridge Road | Assessment 2 - decarbonisation |  | Lambeth | SE1 7XT | 20/03539/FUL | Planning Portal | Erection of ground plus 14-storey building and two basement levels | 2020-10-13 |  |  | Hotel |  | New Build |  |  |  | 8529 |  |  | 8529 | [7 empty] | 16 | 14 |  |  |  | Meinhardt |  |  |  |  | Project 57 | 100% | 1
8 - 12 New Bridge Street | Assessment 1 - no decarbonisation | 693 | City of London | EC4V 6AL | 22/00622/FULMAJ | Planning Portal | Part demolition of Fleet House, full demolition of St Bride's Tavern (basement levels retained). Erection of 8-storey building | 2022-07-07 | 2023-01-31 |  | Office | No | Heavy Refurbishment | 1950s | Not listed | 5612 | 7810 | 1332 | 39.17% | 3530 | No new basement | Reinforced Concrete |  | RC Cores / shear walls | RC Cores / shear walls | Horizontal Refurbishment | 8 | 11 | 10 | 1 | 11 |  | Hoare Lea | AKT II | Hoare Lea | HOK International | One Click LCA | Project 58 | 23.73% | 3
8 - 12 New Bridge Street | Assessment 2 - decarbonisation | 612 | City of London | EC4V 6AL | 22/00622/FULMAJ | Planning Portal | Part demolition of Fleet House, full demolition of St Bride's Tavern (basement levels retained). Erection of 8-storey building | 2022-07-07 | 2023-01-31 |  | Office | No | Heavy Refurbishment | 1950s | Not listed | 5612 | 7810 | 1332 | 39.17% | 3530 | No new basement | Reinforced Concrete |  | RC Cores / shear walls | RC Cores / shear walls | Horizontal Refurbishment | 8 | 11 | 10 | 1 | 11 |  | Hoare Lea | AKT II | Hoare Lea | HOK International | One Click LCA | Project 58 | 23.73% | 3
63 New Bond Street | Assessment 1 - no decarbonisation | 258 | Westminster | W1S 1RJ | 23/08027/FULL | Planning Portal | Alteration and extension of the existing buildings, including partial demolition and retention and retrofit to provide a building with basement, ground and ten upper floors, setback at fifth to eighth floors with terraces, setback at ninth floor with terrace and plant, and a roof terrace with lift over run and pavilion at the tenth floor, with satellite dish, green roof and solar photo voltaic panels on its roof, and associated works, to provide for retail (Class E (a)) and office (Class E(g)(i)) uses together with associated ancillary spaces to those uses. ¦ Fenwicks 58 - 63 New Bond Street London W1S 1RJ | 2023-11-20 | 2024-03-02 | Granted | Office & Retail | No | Heavy Refurbishment | 1800s | Not listed | 15079 | 18617 |  | 23.46% | 3538 | New and retained basement | Masonry and steel | Reinforced Concrete | RC Cores / shear walls | RC Cores / shear walls | Capacity enhancement | 7 | 4 | 6 | 4 |  |  | Buro Happold | Buro Happold | Buro Happold | Foster + Partners | One Click LCA |  | 0% | 3
63 New Bond Street | Assessment 2 - decarbonisation |  | Westminster | W1S 1RJ | 23/08027/FULL | Planning Portal | Alteration and extension of the existing buildings, including partial demolition and retention and retrofit to provide a building with basement, ground and ten upper floors, setback at fifth to eighth floors with terraces, setback at ninth floor with terrace and plant, and a roof terrace with lift over run and pavilion at the tenth floor, with satellite dish, green roof and solar photo voltaic panels on its roof, and associated works, to provide for retail (Class E (a)) and office (Class E(g)(i)) uses together with associated ancillary spaces to those uses. ¦ Fenwicks 58 - 63 New Bond Street London W1S 1RJ | 2023-11-20 | 2024-03-02 | Granted | Office & Retail | No | Heavy Refurbishment | 1800s | Not listed | 15079 | 18617 |  | 23.46% | 3538 | New and retained basement | Masonry and steel | Reinforced Concrete | RC Cores / shear walls | RC Cores / shear walls | Capacity enhancement | 7 | 4 | 6 | 4 |  |  | Buro Happold | Buro Happold | Buro Happold | Foster + Partners | One Click LCA |  | 0% | 3
80 Charlotte Street Gallery | Assessment 1 - no decarbonisation |  |  | W1T 4QS | [15 empty] | 0 | [5 empty] | Minimal intervention | [11 empty] | Project 60 |  | 0
80 Charlotte Street Gallery | Assessment 2 - decarbonisation |  |  | W1T 4QS | [15 empty] | 0 | [5 empty] | Minimal intervention | [11 empty] | Project 60 |  | 0
81-103 King's Road | Assessment 1 - no decarbonisation | 395 | Kensington and Chelsea | SW3 4NX | PP/23/00968 | Planning Portal | Demolition of existing building and redevelopment for new building up to four storeys and basement. 10% basement retained. | 2023-02-07 |  |  | Office | No | Substructure and/or Façade Retained | 1980s | Not listed | 9790 | 16138 | 5831 | 64.84% | 12179 | No new basement | [5 empty] | 5 | 5 | 4 |  |  |  | Ramboll | Robert Bird Group | Ramboll | Pilbrow & Partners | One Click LCA | Project 62 | 59.56% | 2
81-103 King's Road | Assessment 2 - decarbonisation |  | Kensington and Chelsea | SW3 4NX | PP/23/00968 | Planning Portal | Demolition of existing building and redevelopment for new building up to four storeys and basement. 10% basement retained. | 2023-02-07 |  |  | Office | No | Substructure and/or Façade Retained | 1980s | Not listed | 9790 | 16138 | 5831 | 64.84% | 12179 | No new basement | [5 empty] | 5 | 5 | 4 |  |  |  | Ramboll | Robert Bird Group | Ramboll | Pilbrow & Partners | One Click LCA | Project 62 | 59.56% | 2
85 Gracechurch Street | Assessment 1 - no decarbonisation | 392 | City of London | EC3V 0AA | 22/01155/FULEIA | Planning Portal | Partial demolition of existing building (Gracechurch Street frontage adapted) and the construction of a 32 storey building plus basement levels | 2022-11-30 | 2023-10-11 | Granted | Office & Retail | No | Substructure and/or Façade Retained | 1930s | Not listed | 8035 | 37746 | 8035 | 369.8% | 37746 | New and retained basement | Steel |  |  |  |  | 10 | 37 | 33 | 27 |  |  | Sweco | Robert Bird Group |  | Woods Bagot |  | Project 63 | 100% | 2
85 Gracechurch Street | Assessment 2 - decarbonisation |  | City of London | EC3V 0AA | 22/01155/FULEIA | Planning Portal | Partial demolition of existing building (Gracechurch Street frontage adapted) and the construction of a 32 storey building plus basement levels | 2022-11-30 | 2023-10-11 | Granted | Office & Retail | No | Substructure and/or Façade Retained | 1930s | Not listed | 8035 | 37746 | 8035 | 369.8% | 37746 | New and retained basement | Steel |  |  |  |  | 10 | 37 | 33 | 27 |  |  | Sweco | Robert Bird Group |  | Woods Bagot |  | Project 63 | 100% | 2
747-759 & 765-775 Old Kent Road | Assessment 1 - no decarbonisation | 104 | Southwark | SE15 1NZ | 23/AP/1862 | Planning Portal | Building A: 33 storeys + basement. B: 19 storeys. C: 15 storeys. D: 20 storeys | 2023-07-03 |  |  | Residential (inc. student accomodation) |  | New Build |  |  |  | 51386 |  |  | 51386 | [7 empty] | 35 | 33 |  |  |  | Whitecode |  |  |  |  | Project 55 | 100% | 1
747-759 & 765-775 Old Kent Road | Assessment 2 - decarbonisation |  | Southwark | SE15 1NZ | 23/AP/1862 | Planning Portal | Building A: 33 storeys + basement. B: 19 storeys. C: 15 storeys. D: 20 storeys | 2023-07-03 |  |  | Residential (inc. student accomodation) |  | New Build |  |  |  | 51386 |  |  | 51386 | [7 empty] | 35 | 33 |  |  |  | Whitecode |  |  |  |  | Project 55 | 100% | 1
90 Whitfield | Assessment 1 - no decarbonisation |  |  | W1T 4EZ | [15 empty] | 0 | [17 empty] | Project 66 |  | 0
90 Whitfield | Assessment 2 - decarbonisation |  |  | W1T 4EZ | [15 empty] | 0 | [17 empty] | Project 66 |  | 0
9-10 and 11 Angel Court | Assessment 1 - no decarbonisation | 471 | City of London | EC2R 7BH | 22/00860/FULMAJ | Planning Portal | Demolition of the existing buildings except 9-10 Angel Court façade (up to 4th floor), new building constructed behind that façade, replica façade of 11 Angel Court up to 3rd floor, over 3 basement levels, ground mezzanine and 9 upper floors plus plant room. | 2022-09-08 | 2023-02-22 |  | Hotel |  | New Build |  |  |  | 4878 |  |  | 4878 | [7 empty] | 12 | 9 |  |  |  | Greengage |  |  |  |  | Project 67 | 100% | 1
9-10 and 11 Angel Court | Assessment 2 - decarbonisation |  | City of London | EC2R 7BH | 22/00860/FULMAJ | Planning Portal | Demolition of the existing buildings except 9-10 Angel Court façade (up to 4th floor), new building constructed behind that façade, replica façade of 11 Angel Court up to 3rd floor, over 3 basement levels, ground mezzanine and 9 upper floors plus plant room. | 2022-09-08 | 2023-02-22 |  | Hotel |  | New Build |  |  |  | 4878 |  |  | 4878 | [7 empty] | 12 | 9 |  |  |  | Greengage |  |  |  |  | Project 67 | 100% | 1
99 City Road | Assessment 1 - no decarbonisation | 282 | Islington | EC1Y 9DD | P2023/1070/FUL | Planning Portal | Majority of original foundations kept, new façade, core and column added, ground floor to be set back. 63% retention of existing structure. | 2023-04-17 |  |  | Office & Retail |  | Heavy Refurbishment | 1990s | Not listed | 21667 | 64873 | 8016.79 | 199.4% | 51222.79 |  |  |  |  | RC Cores / shear walls |  | 10 | 36 | 35 |  | 35 |  | Twin and Earth |  |  |  |  | Project 68 | 37% | 3
99 City Road | Assessment 2 - decarbonisation |  | Islington | EC1Y 9DD | P2023/1070/FUL | Planning Portal | Majority of original foundations kept, new façade, core and column added, ground floor to be set back. 63% retention of existing structure. | 2023-04-17 |  |  | Office & Retail |  | Heavy Refurbishment | 1990s | Not listed | 21667 | 64873 | 8016.79 | 199.4% | 51222.79 |  |  |  |  | RC Cores / shear walls |  | 10 | 36 | 35 |  | 35 |  | Twin and Earth |  |  |  |  | Project 68 | 37% | 3
Borough Triangle Site | Assessment 1 - no decarbonisation | 196 | Southwark | SE1 6BN | 22/AP/3149 | Planning Portal | Demolition of all existing buildings/structures, except 82 and part 83 Borough Road (retained, altered and refurbsihed). Basement construction, 4 new buildings with 5-46 storey heights. | 2022-09-05 |  |  | Office & Retail |  | New Build |  |  |  | 93367 |  |  | 93367 | [7 empty] | 46 | 46 |  |  |  | Whitecode |  |  |  |  | Project 70 | 100% | 1
Borough Triangle Site | Assessment 2 - decarbonisation |  | Southwark | SE1 6BN | 22/AP/3149 | Planning Portal | Demolition of all existing buildings/structures, except 82 and part 83 Borough Road (retained, altered and refurbsihed). Basement construction, 4 new buildings with 5-46 storey heights. | 2022-09-05 |  |  | Office & Retail |  | New Build |  |  |  | 93367 |  |  | 93367 | [7 empty] | 46 | 46 |  |  |  | Whitecode |  |  |  |  | Project 70 | 100% | 1
Boundary House 7 - 17 Jewry Street London EC3N 2EX | Assessment 1 - no decarbonisation | 637 | City of London | EC3N 2AF | 21/00826/FULMAJ | Planning Portal | Demolition of existing builiding and the erection of a basement, ground plus part 14 and part 6 storey building plus plant. | 2021-09-30 | 2022-07-19 |  | Hotel |  | New Build |  |  |  | 11158 |  |  | 11158 | [7 empty] | 15 | 14 |  |  |  | Hoare Lea |  |  |  |  | Project 71 | 100% | 1
Boundary House 7 - 17 Jewry Street London EC3N 2EX | Assessment 2 - decarbonisation | 606 | City of London | EC3N 2AF | 21/00826/FULMAJ | Planning Portal | Demolition of existing builiding and the erection of a basement, ground plus part 14 and part 6 storey building plus plant. | 2021-09-30 | 2022-07-19 |  | Hotel |  | New Build |  |  |  | 11158 |  |  | 11158 | [7 empty] | 15 | 14 |  |  |  | Hoare Lea |  |  |  |  | Project 71 | 100% | 1
British Library Extension | Assessment 1 - no decarbonisation | 334 | City of London | EC3N 2AF | 21/00826/FULMAJ | Planning Portal | Demolition of existing builiding and the erection of a basement, ground plus part 14 and part 6 storey building plus plant. | 2021-09-30 | 2022-07-19 |  | Hotel |  | New Build |  |  |  | 11158 |  |  | 11158 | [7 empty] | 15 | 14 |  |  |  | Hoare Lea |  |  |  |  | Project 71 | 100% | 1
British Library Extension | Assessment 2 - decarbonisation |  | City of London | EC3N 2AF | 21/00826/FULMAJ | Planning Portal | Demolition of existing builiding and the erection of a basement, ground plus part 14 and part 6 storey building plus plant. | 2021-09-30 | 2022-07-19 |  | Hotel |  | New Build |  |  |  | 11158 |  |  | 11158 | [7 empty] | 15 | 14 |  |  |  | Hoare Lea |  |  |  |  | Project 71 | 100% | 1
88 Grays Inn Road | Assessment 1 - no decarbonisation | 285 | Camden | WC1X 8AA | 2022/4259/P | Planning Portal | Existing building is being retained and refurbished | 2022-10-11 |  |  | Commercial & Residential | Yes | Retrofit | 1960s | Not listed | 1280 | 1149 | 0 | -10.23% | 0 | No new basement | Reinforced Concrete |  |  |  |  | 4 | 4 | 4 |  | 2 |  | Max Fordham | Heyne Tillet Steel | Max Fordham | Piercy & Company | One Click LCA | Project 64 | 0% | 5
88 Grays Inn Road | Assessment 2 - decarbonisation |  | Camden | WC1X 8AA | 2022/4259/P | Planning Portal | Existing building is being retained and refurbished | 2022-10-11 |  |  | Commercial & Residential | Yes | Retrofit | 1960s | Not listed | 1280 | 1149 | 0 | -10.23% | 0 | No new basement | Reinforced Concrete |  |  |  |  | 4 | 4 | 4 |  | 2 |  | Max Fordham | Heyne Tillet Steel | Max Fordham | Piercy & Company | One Click LCA | Project 64 | 0% | 5
Bury House - 31 Bury Street | Assessment 1 - no decarbonisation | 333 | City of London | EC3A 5AR | 20/00848/FULEIA | Planning Portal | The use of prefabricated structural and façade systems present opportunities for material effieincy, which have been explored and incorporated into the proposed design. Further material efficiency opportunities have been explored by retionalising structural gris and assessing different foundation options to minimise material use. Another key opportunity is the possibility to develop an all electric servicing strategy, with the use of heat pumps, in order to minimise operational carbon emissions, which will also benefit from the decarbonisation of the electricity grid. There are opportunities to reuse and recover materials from the existing development, to be identified in the pre-demolition audit. As a constraint, the small roof area compared to the building's total floor area, which needs to accomodate the centralised heating and cooling plant, makes the installation of PV panels to further reduce the operational carbon emissions unfeasible. | 2020-10-28 |  |  | Office & Retail |  | New Build |  |  |  | 30170 |  |  | 30170 | [7 empty] | 50 | 46 |  |  |  | Hoare Lea |  |  |  |  | Project 74 | 100% | 1
Bury House - 31 Bury Street | Assessment 2 - decarbonisation | 333 | City of London | EC3A 5AR | 20/00848/FULEIA | Planning Portal | The use of prefabricated structural and façade systems present opportunities for material effieincy, which have been explored and incorporated into the proposed design. Further material efficiency opportunities have been explored by retionalising structural gris and assessing different foundation options to minimise material use. Another key opportunity is the possibility to develop an all electric servicing strategy, with the use of heat pumps, in order to minimise operational carbon emissions, which will also benefit from the decarbonisation of the electricity grid. There are opportunities to reuse and recover materials from the existing development, to be identified in the pre-demolition audit. As a constraint, the small roof area compared to the building's total floor area, which needs to accomodate the centralised heating and cooling plant, makes the installation of PV panels to further reduce the operational carbon emissions unfeasible. | 2020-10-28 |  |  | Office & Retail |  | New Build |  |  |  | 30170 |  |  | 30170 | [7 empty] | 50 | 46 |  |  |  | Hoare Lea |  |  |  |  | Project 74 | 100% | 1
Apollo Business Centre, 158 Trundley's Road | Assessment 1 - no decarbonisation | 180 | Lewisham | SE8 5JE | DC/23/130258 | Planning Portal | Mixed-use redevelopment of the site for a new building comprising part 10, part 26 storeys. 50% GGBS in superstructure concrete mix | 2023-02-02 |  |  | Commercial & Residential |  | New Build |  |  |  | 23204 |  |  | 23204 | [7 empty] | 27 | 26 |  |  |  | Greengage |  |  |  |  | Project 69 | 100% | 1
Apollo Business Centre, 158 Trundley's Road | Assessment 2 - decarbonisation |  | Lewisham | SE8 5JE | DC/23/130258 | Planning Portal | Mixed-use redevelopment of the site for a new building comprising part 10, part 26 storeys. 50% GGBS in superstructure concrete mix | 2023-02-02 |  |  | Commercial & Residential |  | New Build |  |  |  | 23204 |  |  | 23204 | [7 empty] | 27 | 26 |  |  |  | Greengage |  |  |  |  | Project 69 | 100% | 1
Canada Water Dockside Plot A1 | Assessment 1 - no decarbonisation | 543 | Southwark | SE16 7PJ | 21/AP/2655 | Planning Portal | Plot A1 and A2 share basements. Ground plus mezzanine and 24 storeys | 2022-10-12 |  |  | Office |  | New Build |  |  |  | 61551 |  |  | 61551 | [7 empty] | 25 | 24 |  |  |  | Atelier Ten |  |  |  |  | Project 76 | 100% | 1
Canada Water Dockside Plot A1 | Assessment 2 - decarbonisation |  | Southwark | SE16 7PJ | 21/AP/2655 | Planning Portal | Plot A1 and A2 share basements. Ground plus mezzanine and 24 storeys | 2022-10-12 |  |  | Office |  | New Build |  |  |  | 61551 |  |  | 61551 | [7 empty] | 25 | 24 |  |  |  | Atelier Ten |  |  |  |  | Project 76 | 100% | 1
Canada Water Dockside Plot A2 | Assessment 1 - no decarbonisation | 472 | Southwark | SE16 7PJ | 23/AP/0565 | Planning Portal | Erection of 11-storey building with 1 basement level | 2022-10-12 |  |  | Office |  | New Build |  |  |  | 35196 |  |  | 35196 | [7 empty] | 12 | 11 |  |  |  | Arup |  |  |  |  | Project 77 | 100% | 1
Canada Water Dockside Plot A2 | Assessment 2 - decarbonisation |  | Southwark | SE16 7PJ | 23/AP/0565 | Planning Portal | Erection of 11-storey building with 1 basement level | 2022-10-12 |  |  | Office |  | New Build |  |  |  | 35196 |  |  | 35196 | [7 empty] | 12 | 11 |  |  |  | Arup |  |  |  |  | Project 77 | 100% | 1
Castle & Fitzroy House 37 - 45 Paul Street | Assessment 1 - no decarbonisation | 305 | Islington | EC2A 4UY | P2022/2893/FUL | Planning Portal | commercial building of 9 storeys (incl. lower ground and basement level) | 2022-08-31 | 2023-10-12 |  | Office |  | New Build |  |  |  | 32541 |  |  | 32541 | [7 empty] | 12 | 11 |  |  |  | Hoare Lea |  |  |  |  | Project 78 | 100% | 1
Castle & Fitzroy House 37 - 45 Paul Street | Assessment 2 - decarbonisation |  | Islington | EC2A 4UY | P2022/2893/FUL | Planning Portal | commercial building of 9 storeys (incl. lower ground and basement level) | 2022-08-31 | 2023-10-12 |  | Office |  | New Build |  |  |  | 32541 |  |  | 32541 | [7 empty] | 12 | 11 |  |  |  | Hoare Lea |  |  |  |  | Project 78 | 100% | 1
Burgess Industrial Park Parkhouse Street | Assessment 1 - no decarbonisation | 337 | Southwark | SE5 7TJ | 21/AP/1342 | Planning Portal | 12 blocks of betweeen 2-13 storeys | 2021-04-19 |  |  | Commercial & Residential |  | New Build |  |  |  | 39696 |  |  | 39696 | [7 empty] | 12 | 12 |  |  |  | Waterman Building Services |  |  |  |  | Project 73 | 100% | 1
Burgess Industrial Park Parkhouse Street | Assessment 2 - decarbonisation | 311 | Southwark | SE5 7TJ | 21/AP/1342 | Planning Portal | 12 blocks of betweeen 2-13 storeys | 2021-04-19 |  |  | Commercial & Residential |  | New Build |  |  |  | 39696 |  |  | 39696 | [7 empty] | 12 | 12 |  |  |  | Waterman Building Services |  |  |  |  | Project 73 | 100% | 1
Colechurch House | Assessment 1 - no decarbonisation | 356 | Southwark | SE1 2SX | 20/AP/3013 | Planning Portal | Erection of elevated 22-storey building, 4 storey basement, plant areas | 2020-10-12 |  |  | Office & Retail |  | New Build |  |  |  | 48178 |  |  | 48178 | [7 empty] | 26 | 22 |  |  |  | Sweco |  |  |  |  | Project 80 | 100% | 1
Colechurch House | Assessment 2 - decarbonisation | 356 | Southwark | SE1 2SX | 20/AP/3013 | Planning Portal | Erection of elevated 22-storey building, 4 storey basement, plant areas | 2020-10-12 |  |  | Office & Retail |  | New Build |  |  |  | 48178 |  |  | 48178 | [7 empty] | 26 | 22 |  |  |  | Sweco |  |  |  |  | Project 80 | 100% | 1
Cripplegate House 1 Golden Lane | Assessment 1 - no decarbonisation | 306 | City of London | EC1Y 0RR | 22/00202/FULMAJ | Planning Portal | Heritage building: retained. 90s Refurbishment: floors, core and structure retained. Floors extended. Northern elevation replaced and others reclad. Roof Refurbishment. | 2022-03-28 | 2022-11-01 |  | Office | No | Light Refurbishment | 1890s | Grade II | 12988.67 | 15649 | 1443.1856 | 20.48% | 2588 | No new basement |  | Steel | RC Cores / shear walls | RC Cores / shear walls |  | 9 | 13 | 12 | 3 |  |  | Hawkins Brown | London Structures Lab |  | HawkinsBrown | One Click LCA | Project 81 | 11.11% | 4
Cripplegate House 1 Golden Lane | Assessment 2 - decarbonisation | 269 | City of London | EC1Y 0RR | 22/00202/FULMAJ | Planning Portal | Heritage building: retained. 90s Refurbishment: floors, core and structure retained. Floors extended. Northern elevation replaced and others reclad. Roof Refurbishment. | 2022-03-28 | 2022-11-01 |  | Office | No | Light Refurbishment | 1890s | Grade II | 12988.67 | 15649 | 1443.1856 | 20.48% | 2588 | No new basement |  | Steel | RC Cores / shear walls | RC Cores / shear walls |  | 9 | 13 | 12 | 3 |  |  | Hawkins Brown | London Structures Lab |  | HawkinsBrown | One Click LCA | Project 81 | 11.11% | 4
Dyne House | Assessment 1 - no decarbonisation | 294 | Haringey | N6 5EE | HGY/2023/0328 | Planning Portal | Redevelopment of Dyne House, to include: 1) Retention, refurbishment, Refurbishment and basement works to the principal five storey Dyne House structure (plus plant and lift over run); 2) Demolition and redevelopment of the rear Refurbishment and associated buildings to the rear, with erection of a new part one and part two storey structure, together with new basement levels; 3) Retention of the Parade Ground open space, with new multi-use surface; 4) Associated improvements to the Island Site access and underground tunnel, including: demolition of existing service block and erection of a replacement part one and part two storey structure; and 5) Associated landscaping and improved provision for emergency services, servicing and disabled parking. | 2023-03-08 |  | Pending | School | No | Heavy Refurbishment | 1960s | Not listed | 3019 | 6216 | 925 | 105.9% | 4122 | New and retained basement | Reinforced Concrete | Timber and steel |  | RC Cores / shear walls |  | 6 | 6 | 5 |  | 4 |  | AECOM | Expedition Engineering | AECOM | Hopkins Architects | One Click LCA | Project 82 | 30.64% | 3
Dyne House | Assessment 2 - decarbonisation |  | Haringey | N6 5EE | HGY/2023/0328 | Planning Portal | Redevelopment of Dyne House, to include: 1) Retention, refurbishment, Refurbishment and basement works to the principal five storey Dyne House structure (plus plant and lift over run); 2) Demolition and redevelopment of the rear Refurbishment and associated buildings to the rear, with erection of a new part one and part two storey structure, together with new basement levels; 3) Retention of the Parade Ground open space, with new multi-use surface; 4) Associated improvements to the Island Site access and underground tunnel, including: demolition of existing service block and erection of a replacement part one and part two storey structure; and 5) Associated landscaping and improved provision for emergency services, servicing and disabled parking. | 2023-03-08 |  | Pending | School | No | Heavy Refurbishment | 1960s | Not listed | 3019 | 6216 | 925 | 105.9% | 4122 | New and retained basement | Reinforced Concrete | Timber and steel |  | RC Cores / shear walls |  | 6 | 6 | 5 |  | 4 |  | AECOM | Expedition Engineering | AECOM | Hopkins Architects | One Click LCA | Project 82 | 30.64% | 3
Edward Rudolph House, 69-85 Margery Street | Assessment 1 - no decarbonisation | 467 | Islington | WC1X 0JL | P2023/2059/FUL | Planning Portal | Demolition of existing building and erection of a 4-storey office building, plant encosure to roof | 2023-08-02 |  |  | Office |  | New Build |  |  |  | 4960 |  |  | 4960 | [7 empty] | 4 | 4 |  |  |  | Verte |  |  |  |  | Project 83 | 100% | 1
Edward Rudolph House, 69-85 Margery Street | Assessment 2 - decarbonisation |  | Islington | WC1X 0JL | P2023/2059/FUL | Planning Portal | Demolition of existing building and erection of a 4-storey office building, plant encosure to roof | 2023-08-02 |  |  | Office |  | New Build |  |  |  | 4960 |  |  | 4960 | [7 empty] | 4 | 4 |  |  |  | Verte |  |  |  |  | Project 83 | 100% | 1
Buspace Studios | Assessment 1 - no decarbonisation | 250 | Kensington and Chelsea | W10 5AP | PP/22/07709 | Planning Portal | Erection of 2 buildings with groundfloor connection | 2023-11-23 |  |  | Commercial & Residential |  | New Build |  |  |  | 9450 |  |  | 9450 | [7 empty] | 6 | 5 |  |  |  | XCO2 |  |  |  |  | Project 75 | 100% | 1
Buspace Studios | Assessment 2 - decarbonisation |  | Kensington and Chelsea | W10 5AP | PP/22/07709 | Planning Portal | Erection of 2 buildings with groundfloor connection | 2023-11-23 |  |  | Commercial & Residential |  | New Build |  |  |  | 9450 |  |  | 9450 | [7 empty] | 6 | 5 |  |  |  | XCO2 |  |  |  |  | Project 75 | 100% | 1
Evelina Children's Hospital | Assessment 1 - no decarbonisation | 126 | Lambeth | SE1 7EH | 21/01869/FUL | Planning Portal | 12 storey building plus 2 storey basement with 5 storey link Refurbishment | 2021-01-26 |  |  | Hospital/Medical |  | New Build |  |  |  | 27306 |  |  | 27306 | [7 empty] | 14 | 12 |  |  |  | AECOM |  |  |  |  | Project 85 | 100% | 1
Evelina Children's Hospital | Assessment 2 - decarbonisation | 55 | Lambeth | SE1 7EH | 21/01869/FUL | Planning Portal | 12 storey building plus 2 storey basement with 5 storey link Refurbishment | 2021-01-26 |  |  | Hospital/Medical |  | New Build |  |  |  | 27306 |  |  | 27306 | [7 empty] | 14 | 12 |  |  |  | AECOM |  |  |  |  | Project 85 | 100% | 1
Former Blackfriars Crown Court | Assessment 1 - no decarbonisation | 341 | Southwark | SE1 0BT | 22/AP/1347 | Planning Portal | Minor material amendments to planning permission 20/AP/1537 [approval date: 06.05.2021] for the development of the site including partial demolition, Refurbishments and alterations to provide a commercial building with community uses. The amendments comprise: - basement and structural alterations including deepened and extended basement and revised piling approach; - cross laminated timber floor construction changed to concrete plank system; - addition of external structural columns on Sawyer Street façade; - internal reconfiguration including consolidation of cores, relocated refuse store, revised cycle parking and end of journey facilities, revised affordable workspace and community auditorium design; - fire strategy updates; - external alterations to doors and repositioning of south-east external stair; - relocation of visitor cycle parking; - rooftop amendments including revised swimming pool and atrium, revised roof plant enclosures, revised Community Pavilion layout, provision of additional office space; and - the addition of 37 more trees. ¦ Site Of The Former Blackfriars Crown Court 1-15 Pocock Street London SE1 0BT | 2022-04-04 | 2022-10-10 | Granted | Office & Retail | Yes | Heavy Refurbishment | 1960s | Not listed | 14459 | 34264 | 7811 | 137% | 27616 | New and retained basement | [5 empty] | 6 | 10 | 8 | 4 |  |  | Atelier Ten | AKT II | Atelier Ten | Sheppard Robson | One Click LCA | Project 87 | 54.02% | 3
Former Blackfriars Crown Court | Assessment 2 - decarbonisation |  | Southwark | SE1 0BT | 22/AP/1347 | Planning Portal | Minor material amendments to planning permission 20/AP/1537 [approval date: 06.05.2021] for the development of the site including partial demolition, Refurbishments and alterations to provide a commercial building with community uses. The amendments comprise: - basement and structural alterations including deepened and extended basement and revised piling approach; - cross laminated timber floor construction changed to concrete plank system; - addition of external structural columns on Sawyer Street façade; - internal reconfiguration including consolidation of cores, relocated refuse store, revised cycle parking and end of journey facilities, revised affordable workspace and community auditorium design; - fire strategy updates; - external alterations to doors and repositioning of south-east external stair; - relocation of visitor cycle parking; - rooftop amendments including revised swimming pool and atrium, revised roof plant enclosures, revised Community Pavilion layout, provision of additional office space; and - the addition of 37 more trees. ¦ Site Of The Former Blackfriars Crown Court 1-15 Pocock Street London SE1 0BT | 2022-04-04 | 2022-10-10 | Granted | Office & Retail | Yes | Heavy Refurbishment | 1960s | Not listed | 14459 | 34264 | 7811 | 137% | 27616 | New and retained basement | [5 empty] | 6 | 10 | 8 | 4 |  |  | Atelier Ten | AKT II | Atelier Ten | Sheppard Robson | One Click LCA | Project 87 | 54.02% | 3
Church street residential development London | Assessment 1 - no decarbonisation | 311 | Westminster | NW8 8EX | 21/08160/COOUT | Planning Portal |  | 2021-11-23 | 2023-06-30 |  | Commercial & Residential |  | New Build |  |  |  | 42683 |  |  | 42683 | [7 empty] | 14 | 13 |  |  |  | Max Fordham |  |  |  |  | Project 79 | 100% | 1
Church street residential development London | Assessment 2 - decarbonisation |  | Westminster | NW8 8EX | 21/08160/COOUT | Planning Portal |  | 2021-11-23 | 2023-06-30 |  | Commercial & Residential |  | New Build |  |  |  | 42683 |  |  | 42683 | [7 empty] | 14 | 13 |  |  |  | Max Fordham |  |  |  |  | Project 79 | 100% | 1
Elephant And Castle Shopping Centre Site | Assessment 1 - no decarbonisation |  | Southwark | SE17 1EU | 21/AP/1104 | Planning Portal | Multiple buiulding development | 2021-03-29 | 2021-07-29 |  | Commercial & Residential |  | New Build |  |  |  | 7330 |  |  | 7330 | [12 empty] | Hoare Lea |  |  |  |  | Project 84 | 100% | 1
Elephant And Castle Shopping Centre Site | Assessment 2 - decarbonisation |  | Southwark | SE17 1EU | 21/AP/1104 | Planning Portal | Multiple buiulding development | 2021-03-29 | 2021-07-29 |  | Commercial & Residential |  | New Build |  |  |  | 7330 |  |  | 7330 | [12 empty] | Hoare Lea |  |  |  |  | Project 84 | 100% | 1
Gillingham House | Assessment 1 - no decarbonisation | 321 | Westminster | SW1V 1HU | 23/01690/FULL | Planning Portal | Intensive refurbishment and Refurbishment (demolish 2,183m2), 60% of area and 70% of volume retained | 2023-03-13 |  |  | Office |  | Heavy Refurbishment |  |  | 5457.5 | 9450 | 2183 | 73.16% | 6175.5 | No new basement | [5 empty] | 4 | 8 | 8 | 4 |  |  | Atelier Ten | Stantec |  |  |  | Project 90 | 40% | 3
Gillingham House | Assessment 2 - decarbonisation |  | Westminster | SW1V 1HU | 23/01690/FULL | Planning Portal | Intensive refurbishment and Refurbishment (demolish 2,183m2), 60% of area and 70% of volume retained | 2023-03-13 |  |  | Office |  | Heavy Refurbishment |  |  | 5457.5 | 9450 | 2183 | 73.16% | 6175.5 | No new basement | [5 empty] | 4 | 8 | 8 | 4 |  |  | Atelier Ten | Stantec |  |  |  | Project 90 | 40% | 3
Hyatt Place | Assessment 1 - no decarbonisation | 183 | Hillingdon | UB4 0JN | 2385/APP/2022/2952 | Planning Portal | Partial demolition of the existing building, followed by refurbishment, side Refurbishments and upwards Refurbishments, alongside erection of perimeter blocks around a podium level, to increase hotel capacity (Class C1) whilst introducing industrial uses (Class E(g)(ii) and E(g)(iii)) at ground and first floor level. | 2022-09-27 |  | Pending | Hotel | Yes | Heavy Refurbishment | 1960s | Not listed | 9885 | 20372 | 1211 | 106.1% | 11698 | [6 empty] | 13 | 14 | 14 | 1 |  |  | Love Design Studio | Engineeria | Woodcote Power Consulting | Haptic | One Click LCA | Project 91 | 12.25% | 3
Hyatt Place | Assessment 2 - decarbonisation |  | Hillingdon | UB4 0JN | 2385/APP/2022/2952 | Planning Portal | Partial demolition of the existing building, followed by refurbishment, side Refurbishments and upwards Refurbishments, alongside erection of perimeter blocks around a podium level, to increase hotel capacity (Class C1) whilst introducing industrial uses (Class E(g)(ii) and E(g)(iii)) at ground and first floor level. | 2022-09-27 |  | Pending | Hotel | Yes | Heavy Refurbishment | 1960s | Not listed | 9885 | 20372 | 1211 | 106.1% | 11698 | [6 empty] | 13 | 14 | 14 | 1 |  |  | Love Design Studio | Engineeria | Woodcote Power Consulting | Haptic | One Click LCA | Project 91 | 12.25% | 3
Island Site Woolwich | Assessment 1 - no decarbonisation | 351 | Greenwich | SE18 6PF | 22/3162/F | Planning Portal | The redevelopment (together with demolition and part demolition of existing buildings) and refurbishment of the Island Site to provide 494 co-living units (Use Class Sui Generis), 20 residential dwellings (Use Class C3(a)), community uses (Use Class E(d) and F2(b)), retail (Use Class E(a)), restaurants and cafes (Use Class E(b)) and offices (Use Class E(c)), new public realm with hard and soft landscaping, highways works, car parking, cycle parking, refuse and recycling storage, plant, external amenity space and associated works. Further detailed explanation of the proposal (not forming part of the formal description of development set out above): The proposal includes the erection of two mixed-use buildings following demolition of 17-27 Thomas Street and IBC Main Building; the refurbishment, Refurbishment and change of use of 2-4 Wellington Street, 6-10 Wellington Street, 12-14 Wellington Street, Thames Polytechnic: Arts and Science Building, Former Polytechnic Hall, 29 Thomas Street, IBC Central Building and refurbishment (and partial demolition) of the former workshops. To facilitate the following: 20 residential dwellings (Use Class C3(a)) 494 co-living units (Use Class sui generis) 3,294 sqm (GIA) of non-residential floorspace site wide · 1,100 sqm GIA of community uses (Use Class E(d) and F2(b)) · 1,414 sqm GIA of retail (Use Class E(a)) and restaurants and cafes (Use Class E(b)) · 780 sqm GIA of office floorspace (Use Class E(c)) Maximum building height of 35.12 metres Above Ordnance Datum (m AOD). The demolition works include 18-36 Wellington Street and 17-27 Thomas Street as well as the non-original rear Refurbishments to the Arts and Science building and the fourth workshop, and comprises a volume of 34,634 m3 (This application is an EIA development and is accompanied by an Environmental Statement) (The development may impact on the setting of the Grade II listed building on-site being the University of Greenwich, Woolwich Campus: Original Building, Gymnasium to Rear and Corner Entrance Range, as well as nearby Grade II* and Grade II listed buildings. In addition, the development may also impact the setting of the Woolwich Conservation Area) (The development includes demolition of unlisted buildings or structures in the Woolwich Conservation Area) | 2022-08-22 |  | Pending | Office, Retail & Residential | Yes | Heavy Refurbishment | 1880s | Grade II | 12544 | 28528 | 2508.8 | 127.4% | 18492.8 | No new basement | [5 empty] | 5 | 8 | 7 | 3 | 6 |  | Create |  |  |  | One Click LCA | Project 93 | 20% | 3
Island Site Woolwich | Assessment 2 - decarbonisation | 320 | Greenwich | SE18 6PF | 22/3162/F | Planning Portal | The redevelopment (together with demolition and part demolition of existing buildings) and refurbishment of the Island Site to provide 494 co-living units (Use Class Sui Generis), 20 residential dwellings (Use Class C3(a)), community uses (Use Class E(d) and F2(b)), retail (Use Class E(a)), restaurants and cafes (Use Class E(b)) and offices (Use Class E(c)), new public realm with hard and soft landscaping, highways works, car parking, cycle parking, refuse and recycling storage, plant, external amenity space and associated works. Further detailed explanation of the proposal (not forming part of the formal description of development set out above): The proposal includes the erection of two mixed-use buildings following demolition of 17-27 Thomas Street and IBC Main Building; the refurbishment, Refurbishment and change of use of 2-4 Wellington Street, 6-10 Wellington Street, 12-14 Wellington Street, Thames Polytechnic: Arts and Science Building, Former Polytechnic Hall, 29 Thomas Street, IBC Central Building and refurbishment (and partial demolition) of the former workshops. To facilitate the following: 20 residential dwellings (Use Class C3(a)) 494 co-living units (Use Class sui generis) 3,294 sqm (GIA) of non-residential floorspace site wide · 1,100 sqm GIA of community uses (Use Class E(d) and F2(b)) · 1,414 sqm GIA of retail (Use Class E(a)) and restaurants and cafes (Use Class E(b)) · 780 sqm GIA of office floorspace (Use Class E(c)) Maximum building height of 35.12 metres Above Ordnance Datum (m AOD). The demolition works include 18-36 Wellington Street and 17-27 Thomas Street as well as the non-original rear Refurbishments to the Arts and Science building and the fourth workshop, and comprises a volume of 34,634 m3 (This application is an EIA development and is accompanied by an Environmental Statement) (The development may impact on the setting of the Grade II listed building on-site being the University of Greenwich, Woolwich Campus: Original Building, Gymnasium to Rear and Corner Entrance Range, as well as nearby Grade II* and Grade II listed buildings. In addition, the development may also impact the setting of the Woolwich Conservation Area) (The development includes demolition of unlisted buildings or structures in the Woolwich Conservation Area) | 2022-08-22 |  | Pending | Office, Retail & Residential | Yes | Heavy Refurbishment | 1880s | Grade II | 12544 | 28528 | 2508.8 | 127.4% | 18492.8 | No new basement | [5 empty] | 5 | 8 | 7 | 3 | 6 |  | Create |  |  |  | One Click LCA | Project 93 | 20% | 3
Friars Close | Assessment 1 - no decarbonisation | 412 | Southwark | SE1 0UL | 22/AP/4376 | Planning Portal | Erection of 9-storey building with 21-storey tower, terrace on 10th storey, external plan and waste storage | 2022-12-28 |  |  | Residential (inc. student accomodation) |  | New Build |  |  |  | 15513 |  |  | 15513 | [7 empty] | 21 | 21 |  |  |  | Max Fordham |  |  |  |  | Project 88 | 100% | 1
Friars Close | Assessment 2 - decarbonisation |  | Southwark | SE1 0UL | 22/AP/4376 | Planning Portal | Erection of 9-storey building with 21-storey tower, terrace on 10th storey, external plan and waste storage | 2022-12-28 |  |  | Residential (inc. student accomodation) |  | New Build |  |  |  | 15513 |  |  | 15513 | [7 empty] | 21 | 21 |  |  |  | Max Fordham |  |  |  |  | Project 88 | 100% | 1
JVC Business Park | Assessment 1 - no decarbonisation | 1180 | Brent | NW2 7AF | 22/1849 | Planning Portal | Full planning application for an Refurbishment to the existing data centre at the adjacent JVC House, alongside the re-configuration of the car parking layout, in association with its use as a data centre, subject to Deed of Agreement dated 6th December 2022 under Section 106 of Town and Country Planning Act, 1990. ¦ JVC Business Park, Priestley Way, London, NW2 | 2022-05-19 | 2022-12-07 | Granted | Data Centre | No | Heavy Refurbishment | 2000s | Not listed | 28470 | 47182 | 0 | 65.73% | 18712 | No new basement | [5 empty] | 4 | 4 | 4 |  | 4 |  | Hoare Lea |  |  | Scott Brownrigg | One Click LCA | Project 96 | 0% | 3
JVC Business Park | Assessment 2 - decarbonisation |  | Brent | NW2 7AF | 22/1849 | Planning Portal | Full planning application for an Refurbishment to the existing data centre at the adjacent JVC House, alongside the re-configuration of the car parking layout, in association with its use as a data centre, subject to Deed of Agreement dated 6th December 2022 under Section 106 of Town and Country Planning Act, 1990. ¦ JVC Business Park, Priestley Way, London, NW2 | 2022-05-19 | 2022-12-07 | Granted | Data Centre | No | Heavy Refurbishment | 2000s | Not listed | 28470 | 47182 | 0 | 65.73% | 18712 | No new basement | [5 empty] | 4 | 4 | 4 |  | 4 |  | Hoare Lea |  |  | Scott Brownrigg | One Click LCA | Project 96 | 0% | 3
Kensington Centre, 66 Hammersmith Road | Assessment 1 - no decarbonisation | 99 | Hammersmith and Fulham | W14 8UD | 2023/00585/FUL | Planning Portal | Demolition of existing building and erection of 11-storey building (plus basement and plant roof) | 2023-03-03 |  |  | Office |  | New Build |  |  |  | 24441 |  |  | 24441 | [7 empty] | 12 | 11 |  |  |  | LCD |  |  |  |  | Project 97 | 100% | 1
Kensington Centre, 66 Hammersmith Road | Assessment 2 - decarbonisation |  | Hammersmith and Fulham | W14 8UD | 2023/00585/FUL | Planning Portal | Demolition of existing building and erection of 11-storey building (plus basement and plant roof) | 2023-03-03 |  |  | Office |  | New Build |  |  |  | 24441 |  |  | 24441 | [7 empty] | 12 | 11 |  |  |  | LCD |  |  |  |  | Project 97 | 100% | 1
Friary Court 65 Crutched Friars | Assessment 1 - no decarbonisation | 547 | City of London | EC3N 2AE | 22/00882/FULMAJ | Planning Portal | Demolition of existing building and redevelopment for new building comprising basment, ground plus 20 upper floors | 2022-09-30 | 2023-06-27 |  | Residential (inc. student accomodation) |  | New Build |  |  |  | 27844 |  |  | 27844 | [7 empty] | 22 | 20 |  |  |  | Waterman Building Services |  |  |  |  | Project 89 | 100% | 1
Friary Court 65 Crutched Friars | Assessment 2 - decarbonisation |  | City of London | EC3N 2AE | 22/00882/FULMAJ | Planning Portal | Demolition of existing building and redevelopment for new building comprising basment, ground plus 20 upper floors | 2022-09-30 | 2023-06-27 |  | Residential (inc. student accomodation) |  | New Build |  |  |  | 27844 |  |  | 27844 | [7 empty] | 22 | 20 |  |  |  | Waterman Building Services |  |  |  |  | Project 89 | 100% | 1
Leconfield House | Assessment 1 - no decarbonisation | 241 | Westminster | W1J 5JB | 23/02111/FULL | Planning Portal | Excavation to provide one additional basement level; removal and replacement of facades at ground floor level and part first floor and alterations to the facades at first to fifth floor levels including replacement windows throughout; demolition of the sixth and seventh floor levels and replacement with new sixth and seventh floor levels with plant in an associated enclosure, creation of terraces at sixth and seventh floor level, a rear Refurbishment on the western side of the building from ground to seventh floor level and use of the building as either medical / spa / bars / restaurants / retail / office and fitness, or as office accommodation all within Class E. | 2023-03-29 |  | Pending | Office & Retail | No | Heavy Refurbishment | 1930s | Not listed | 8757 | 10148 | 1452 | 15.88% | 2843 | New and retained basement | [5 empty] | 9 | 10 | 8 | 1 | 8 |  | Elliott Wood | Elliot Wood | AECOM | EPR Architects | One Click LCA | Project 99 | 16.58% | 3
Leconfield House | Assessment 2 - decarbonisation |  | Westminster | W1J 5JB | 23/02111/FULL | Planning Portal | Excavation to provide one additional basement level; removal and replacement of facades at ground floor level and part first floor and alterations to the facades at first to fifth floor levels including replacement windows throughout; demolition of the sixth and seventh floor levels and replacement with new sixth and seventh floor levels with plant in an associated enclosure, creation of terraces at sixth and seventh floor level, a rear Refurbishment on the western side of the building from ground to seventh floor level and use of the building as either medical / spa / bars / restaurants / retail / office and fitness, or as office accommodation all within Class E. | 2023-03-29 |  | Pending | Office & Retail | No | Heavy Refurbishment | 1930s | Not listed | 8757 | 10148 | 1452 | 15.88% | 2843 | New and retained basement | [5 empty] | 9 | 10 | 8 | 1 | 8 |  | Elliott Wood | Elliot Wood | AECOM | EPR Architects | One Click LCA | Project 99 | 16.58% | 3
Liverpool Street Station | Assessment 1 - no decarbonisation | 545 | City of London | EC2M 7PY | 23/00453/FULEIA | Planning Portal | Partial demolition of Station including concourse, train sheds and entrances to Bishopsgate, Liverpool Street and Sun Street Passage. Demolition of 50 Liverpool Street. Construction and remodelling of station at basement, lower and upper concourses, new station roof, new entrances to Bishopsgate, Liverpool Street and Sun Street Passage, new lifts and escalators. Provision of units at basement, lower and upper concourse flrs for retail, café/restaurant, public house/bar. Remodelling of existing bus station and provision of a cycle hub on upper concourse. Andaz/Great Eastern Hotel:Alteration of existing building at basement, ground and upper flrs including insertion of new structure, creation of new west wall and removal and replacement of mansard roof. Change of use from hotel to office at part ground flr and across flrs 1-4; access to servicing area from vehicle lifts at flr 3; provision of units at basement and ground for retail, café/restaurant, and public house/bar; spaces for leisure and community uses; retail and café/restaurant at part of flr 5. Over Station Development:Erection of a new building above Liverpool Street Station and 40 Liverpool Street with maximum height of 108.6 metres AOD in height (excluding rooftop plant) comprising office use at flrs 5-13, and partly at flrs 14-15, with ancillary lobby and functions at flrs 3-4. New hotel at flrs 17-20 and partly within flrs 14-16, ancillary restaurant/bar at flr 15 and ancillary leisure facility at flr 16. New public amenity space at podium level comprising café/restaurant, retail, leisure; and partially at flr 16 comprising outdoor pool, leisure court and café/restaurant, alongside a publicly accessible roof garden. Provision of lifts, cycle parking, servicing, refuse, and plant. Public Realm:Refurbishment and Refurbishment of Hope Square and Bishopsgate Plaza. New pedestrian routes, including the pedestrianisation of Liverpool Street and new pedestrian footway to Exchange Square | 2023-05-02 |  | Pending |  | No | Heavy Refurbishment | 1880s | Grade II* | 40869 | 151394 | 22443 | 270.4% | 132968 | No new basement | [5 empty] | 10 | 24 | 22 | 14 |  |  | WSP | WSP | WSP | Herzog & de Meuron | One Click LCA | Project 100 | 54.91% | 3
Liverpool Street Station | Assessment 2 - decarbonisation |  | City of London | EC2M 7PY | 23/00453/FULEIA | Planning Portal | Partial demolition of Station including concourse, train sheds and entrances to Bishopsgate, Liverpool Street and Sun Street Passage. Demolition of 50 Liverpool Street. Construction and remodelling of station at basement, lower and upper concourses, new station roof, new entrances to Bishopsgate, Liverpool Street and Sun Street Passage, new lifts and escalators. Provision of units at basement, lower and upper concourse flrs for retail, café/restaurant, public house/bar. Remodelling of existing bus station and provision of a cycle hub on upper concourse. Andaz/Great Eastern Hotel:Alteration of existing building at basement, ground and upper flrs including insertion of new structure, creation of new west wall and removal and replacement of mansard roof. Change of use from hotel to office at part ground flr and across flrs 1-4; access to servicing area from vehicle lifts at flr 3; provision of units at basement and ground for retail, café/restaurant, and public house/bar; spaces for leisure and community uses; retail and café/restaurant at part of flr 5. Over Station Development:Erection of a new building above Liverpool Street Station and 40 Liverpool Street with maximum height of 108.6 metres AOD in height (excluding rooftop plant) comprising office use at flrs 5-13, and partly at flrs 14-15, with ancillary lobby and functions at flrs 3-4. New hotel at flrs 17-20 and partly within flrs 14-16, ancillary restaurant/bar at flr 15 and ancillary leisure facility at flr 16. New public amenity space at podium level comprising café/restaurant, retail, leisure; and partially at flr 16 comprising outdoor pool, leisure court and café/restaurant, alongside a publicly accessible roof garden. Provision of lifts, cycle parking, servicing, refuse, and plant. Public Realm:Refurbishment and Refurbishment of Hope Square and Bishopsgate Plaza. New pedestrian routes, including the pedestrianisation of Liverpool Street and new pedestrian footway to Exchange Square | 2023-05-02 |  | Pending |  | No | Heavy Refurbishment | 1880s | Grade II* | 40869 | 151394 | 22443 | 270.4% | 132968 | No new basement | [5 empty] | 10 | 24 | 22 | 14 |  |  | WSP | WSP | WSP | Herzog & de Meuron | One Click LCA | Project 100 | 54.91% | 3
Maclise Multi-Storey Car Park, Olympia | Assessment 1 - no decarbonisation | 129 | Hammersmith and Fulham | W14 8UX | 2021/04167/FUL | Planning Portal | All floors and internal structures (floor, ramps, princ. And sec. stair cores) demolished, elevation re-clad and re-glazed from ground to level 4, façade to retained structure replaced | 2021-12-29 |  |  | Hotel | Yes | Substructure and/or Façade Retained | 1930s | Grade II |  | 19655 |  |  | 19655 | New | Reinforced Concrete |  |  |  |  | 5 | 9 | 8 | 3 |  |  | McBains |  |  | SPPARC |  | Project 101 |  | 2
Maclise Multi-Storey Car Park, Olympia | Assessment 2 - decarbonisation | 128 | Hammersmith and Fulham | W14 8UX | 2021/04167/FUL | Planning Portal | All floors and internal structures (floor, ramps, princ. And sec. stair cores) demolished, elevation re-clad and re-glazed from ground to level 4, façade to retained structure replaced | 2021-12-29 |  |  | Hotel | Yes | Substructure and/or Façade Retained | 1930s | Grade II |  | 19655 |  |  | 19655 | New | Reinforced Concrete |  |  |  |  | 5 | 9 | 8 | 3 |  |  | McBains |  |  | SPPARC |  | Project 101 |  | 2
New City Court | Assessment 1 - no decarbonisation | 246 | Southwark | SE1 9RS | 21/AP/1361 | Planning Portal | New-build 26-storey buildings (plus mezzanine and 2 basement levels), restoration and refurb. of listed terrace (4-16 St Thomas Street), redevelopment of Keats House (reinstatement of façade) | 2021-04-21 | 2022-01-13 |  | Office & Retail |  | Heavy Refurbishment |  | Grade II |  | 55461 |  | 90% | 55461 | New and retained basement | Brickwork and timber |  |  |  |  | 5 | 28 | 26 |  | 28 |  | chapmanbdsp |  |  | Allford Hall Monaghan Morris |  | Project 102 | 90% | 3
New City Court | Assessment 2 - decarbonisation | 220 | Southwark | SE1 9RS | 21/AP/1361 | Planning Portal | New-build 26-storey buildings (plus mezzanine and 2 basement levels), restoration and refurb. of listed terrace (4-16 St Thomas Street), redevelopment of Keats House (reinstatement of façade) | 2021-04-21 | 2022-01-13 |  | Office & Retail |  | Heavy Refurbishment |  | Grade II |  | 55461 |  | 90% | 55461 | New and retained basement | Brickwork and timber |  |  |  |  | 5 | 28 | 26 |  | 28 |  | chapmanbdsp |  |  | Allford Hall Monaghan Morris |  | Project 102 | 90% | 3
Newcombe House | Assessment 1 - no decarbonisation | 107 | Kensington and Chelsea | W8 7LX | PP/23/03534 | Planning Portal | Newcombe House: 100% of tower foundations retained - vertical Refurbishment part 14-15 storey. 90% of steel frame and floor slabs retained. Kensington Church Street Building: erection of a new 6-storey building. Affordable block: 8-storey building. 43% floor slabs retained. 19% of the total proposed floor area GIA is demolished across the developments. | 2023-06-05 |  |  | Office | No | Heavy Refurbishment | 1950s | Not listed | 11400 | 26902 | 5942 | 136% | 21444 | New and retained basement | Reinforced Concrete |  | RC Cores / shear walls |  |  | 12 | 15 | 15 | 3 |  |  | HDR | AKT II | HDR | Squire and Partners | One Click LCA | Project 103 | 52.12% | 3
Newcombe House | Assessment 2 - decarbonisation |  | Kensington and Chelsea | W8 7LX | PP/23/03534 | Planning Portal | Newcombe House: 100% of tower foundations retained - vertical Refurbishment part 14-15 storey. 90% of steel frame and floor slabs retained. Kensington Church Street Building: erection of a new 6-storey building. Affordable block: 8-storey building. 43% floor slabs retained. 19% of the total proposed floor area GIA is demolished across the developments. | 2023-06-05 |  |  | Office | No | Heavy Refurbishment | 1950s | Not listed | 11400 | 26902 | 5942 | 136% | 21444 | New and retained basement | Reinforced Concrete |  | RC Cores / shear walls |  |  | 12 | 15 | 15 | 3 |  |  | HDR | AKT II | HDR | Squire and Partners | One Click LCA | Project 103 | 52.12% | 3
Plot H1 Elephant Park | Assessment 1 - no decarbonisation |  | Southwark | SE17 1GD | 21/AP/1819 | Planning Portal | Erection of 17-storey building with basement and rooftop plant. | 2021-05-24 |  |  | Office |  | New Build |  |  |  | 63598 |  |  | 63598 | [7 empty] | 18 | 17 |  |  |  | HDR |  |  |  |  | Project 105 | 100% | 1
Plot H1 Elephant Park | Assessment 2 - decarbonisation |  | Southwark | SE17 1GD | 21/AP/1819 | Planning Portal | Erection of 17-storey building with basement and rooftop plant. | 2021-05-24 |  |  | Office |  | New Build |  |  |  | 63598 |  |  | 63598 | [7 empty] | 18 | 17 |  |  |  | HDR |  |  |  |  | Project 105 | 100% | 1
Portland House | Assessment 1 - no decarbonisation | 486 | Westminster | SW1E 5DJ | 22/05428/FULL | Planning Portal | Two-storey Refurbishment including roof-level plant , creation of a setback rooftop Refurbishment, refurbishment of existing | 2022-08-04 | 2022-12-23 |  | Office | No | Light Refurbishment | 1960s | Not listed | 42501 | 46243 | 3280 | 8.804% | 3742 |  | Reinforced Concrete |  |  |  | Horizontal Refurbishment | 30 | 31 | 31 | 1 | 2 |  | Buro Happold |  |  |  |  | Project 106 | 7.717% | 4
Portland House | Assessment 2 - decarbonisation |  | Westminster | SW1E 5DJ | 22/05428/FULL | Planning Portal | Two-storey Refurbishment including roof-level plant , creation of a setback rooftop Refurbishment, refurbishment of existing | 2022-08-04 | 2022-12-23 |  | Office | No | Light Refurbishment | 1960s | Not listed | 42501 | 46243 | 3280 | 8.804% | 3742 |  | Reinforced Concrete |  |  |  | Horizontal Refurbishment | 30 | 31 | 31 | 1 | 2 |  | Buro Happold |  |  |  |  | Project 106 | 7.717% | 4
Poultry Market And General Market And The Annexe Buildings West Smithfield | Assessment 1 - no decarbonisation | 220 | City of London | EC1A 9LH | 19/01343/FULEIA | Planning Portal | Part demolition, repair, refurbishment and Refurbishment of existing buildings (all levels including basements) | 2019-12-19 | 2022-11-22 |  | Office | Yes | Heavy Refurbishment | 1950s | Grade II | 15617 | 43037 | 5466 | 175.6% | 32886 | New and retained basement | Reinforced Concrete |  |  |  | Load balancing at foundations | 3 | 3 | 3 |  | 1 |  | Arup |  |  |  | One Click LCA | Project 108 | 35% | 3
Poultry Market And General Market And The Annexe Buildings West Smithfield | Assessment 2 - decarbonisation |  | City of London | EC1A 9LH | 19/01343/FULEIA | Planning Portal | Part demolition, repair, refurbishment and Refurbishment of existing buildings (all levels including basements) | 2019-12-19 | 2022-11-22 |  | Office | Yes | Heavy Refurbishment | 1950s | Grade II | 15617 | 43037 | 5466 | 175.6% | 32886 | New and retained basement | Reinforced Concrete |  |  |  | Load balancing at foundations | 3 | 3 | 3 |  | 1 |  | Arup |  |  |  | One Click LCA | Project 108 | 35% | 3
Princes Court - 7 Prince's Street | Assessment 1 - no decarbonisation | 659 | City of London | EC2R 8AQ | 22/00158/FULMAJ | Planning Portal | Retention of superstructure RC frame and basement, 3 storeys of new light-weight structure added | 2022-02-28 | 2023-01-18 |  | Office & Retail |  | Light Refurbishment | 1970s | Not listed | 6318 | 7220 | 631.8 | 14.28% | 1533.8 | [6 empty] | 10 | 12 | 9 | 2 |  |  | Atelier Ten |  |  |  |  | Project 109 | 10% | 4
Princes Court - 7 Prince's Street | Assessment 2 - decarbonisation | 659 | City of London | EC2R 8AQ | 22/00158/FULMAJ | Planning Portal | Retention of superstructure RC frame and basement, 3 storeys of new light-weight structure added | 2022-02-28 | 2023-01-18 |  | Office & Retail |  | Light Refurbishment | 1970s | Not listed | 6318 | 7220 | 631.8 | 14.28% | 1533.8 | [6 empty] | 10 | 12 | 9 | 2 |  |  | Atelier Ten |  |  |  |  | Project 109 | 10% | 4
Red Lion Court 46-48 Park Street | Assessment 1 - no decarbonisation | 294 | Southwark | SE1 9EQ | 22/AP/1602 | Planning Portal | Basement retained and extended by an additional level, re-use as many piles are possible. New 11-storey building with 2 cores | 2022-05-06 |  |  | Office | Yes | Substructure and/or Façade Retained |  |  | 17335 | 32965 | 17335 | 90.16% | 32965 | [7 empty] | 11 | 11 |  |  |  | Arup |  |  |  |  | Project 110 | 100% | 2
Red Lion Court 46-48 Park Street | Assessment 2 - decarbonisation | 294 | Southwark | SE1 9EQ | 22/AP/1602 | Planning Portal | Basement retained and extended by an additional level, re-use as many piles are possible. New 11-storey building with 2 cores | 2022-05-06 |  |  | Office | Yes | Substructure and/or Façade Retained |  |  | 17335 | 32965 | 17335 | 90.16% | 32965 | [7 empty] | 11 | 11 |  |  |  | Arup |  |  |  |  | Project 110 | 100% | 2
Royal Mint Court - Embassy House | Assessment 1 - no decarbonisation | 283 | Tower Hamlets | EC3N 4QN | PA/21/01327/A1 | Planning Portal | The building’s steel frame, reinforced concrete slabs and concrete encasements to the steel are largely retained. Substructure enhancements through addition of miniature piles, increasing size of pile caps and localised recasting of the basement slab is reusing existing substructure. | 2021-06-11 | 2023-02-10 | Not granted | Office & Retail |  | Light Refurbishment |  |  |  | 30791 | [10 empty] | 7 | 6 |  |  |  | Cundall |  |  |  |  | Project 111 |  | 4
Royal Mint Court - Embassy House | Assessment 2 - decarbonisation |  | Tower Hamlets | EC3N 4QN | PA/21/01327/A1 | Planning Portal | The building’s steel frame, reinforced concrete slabs and concrete encasements to the steel are largely retained. Substructure enhancements through addition of miniature piles, increasing size of pile caps and localised recasting of the basement slab is reusing existing substructure. | 2021-06-11 | 2023-02-10 | Not granted | Office & Retail |  | Light Refurbishment |  |  |  | 30791 | [10 empty] | 7 | 6 |  |  |  | Cundall |  |  |  |  | Project 111 |  | 4
Royal Mint Court – Johnson Smirke Building | Assessment 1 - no decarbonisation | 485 | Tower Hamlets | EC3N 4QN | PA/21/01327/A1 | Planning Portal | refurbishment and restoration, grade II listed, New mechanical, electrical and public health services, enhanced insulation and secondary glazing. | 2021-06-11 | 2023-02-10 |  | Office & Retail |  | Retrofit |  |  |  | 5011 |  |  | 5011 | [6 empty] | 5 | 5 | 4 |  |  |  | Cundall |  |  |  |  | Project 112 |  | 5
Royal Mint Court – Johnson Smirke Building | Assessment 2 - decarbonisation |  | Tower Hamlets | EC3N 4QN | PA/21/01327/A1 | Planning Portal | refurbishment and restoration, grade II listed, New mechanical, electrical and public health services, enhanced insulation and secondary glazing. | 2021-06-11 | 2023-02-10 |  | Office & Retail |  | Retrofit |  |  |  | 5011 |  |  | 5011 | [6 empty] | 5 | 5 | 4 |  |  |  | Cundall |  |  |  |  | Project 112 |  | 5
Royal Mint Court - Seaman's Registry | Assessment 1 - no decarbonisation | 461 | Tower Hamlets | EC3N 4QN | PA/21/01327/A1 | Planning Portal | Retain the Grade-II listed façades, therefore only refurbished internally with enhanced insulation and secondary glazing. Only minimal refurbishment proposed, maximising retention of existing building fabric | 2021-06-11 | 2023-02-10 |  | Office & Retail |  | Retrofit |  |  |  | 8113 |  |  | 8113 | [6 empty] | 4 | 4 | 4 |  |  |  | Cundall |  |  |  |  | Project 113 |  | 5
Royal Mint Court - Seaman's Registry | Assessment 2 - decarbonisation |  | Tower Hamlets | EC3N 4QN | PA/21/01327/A1 | Planning Portal | Retain the Grade-II listed façades, therefore only refurbished internally with enhanced insulation and secondary glazing. Only minimal refurbishment proposed, maximising retention of existing building fabric | 2021-06-11 | 2023-02-10 |  | Office & Retail |  | Retrofit |  |  |  | 8113 |  |  | 8113 | [6 empty] | 4 | 4 | 4 |  |  |  | Cundall |  |  |  |  | Project 113 |  | 5
Royal Mint Court – Cultural Exchange | Assessment 1 - no decarbonisation | 443 | Tower Hamlets | EC3N 4QN | PA/21/01327/A1 | Planning Portal | Majority of existing structure retained and repurposed, with localised demolition. | 2021-06-11 | 2023-02-10 | Not granted | Office & Retail |  | Light Refurbishment |  |  |  | 8238 | [9 empty] | 5 | 6 | 5 |  | 2 |  | Cundall |  |  |  |  | Project 114 |  | 4
Royal Mint Court – Cultural Exchange | Assessment 2 - decarbonisation |  | Tower Hamlets | EC3N 4QN | PA/21/01327/A1 | Planning Portal | Majority of existing structure retained and repurposed, with localised demolition. | 2021-06-11 | 2023-02-10 | Not granted | Office & Retail |  | Light Refurbishment |  |  |  | 8238 | [9 empty] | 5 | 6 | 5 |  | 2 |  | Cundall |  |  |  |  | Project 114 |  | 4
Royal Street Plot C | Assessment 1 - no decarbonisation | 328 | Lambeth | SE1 7LL | 22/01206/EIAFUL | Planning Portal |  | 2022-04-21 |  |  | Office |  | New Build |  |  |  | 29022 |  |  | 29022 | [7 empty] | 15 | 15 |  |  |  | Arup |  |  |  |  | Project 115 | 100% | 1
Royal Street Plot C | Assessment 2 - decarbonisation |  | Lambeth | SE1 7LL | 22/01206/EIAFUL | Planning Portal |  | 2022-04-21 |  |  | Office |  | New Build |  |  |  | 29022 |  |  | 29022 | [7 empty] | 15 | 15 |  |  |  | Arup |  |  |  |  | Project 115 | 100% | 1
Royal Street Plot D | Assessment 1 - no decarbonisation | 290 | Lambeth | SE1 7LL | 22/01206/EIAFUL | Planning Portal |  | 2022-04-21 |  |  | Office |  | New Build |  |  |  | 52380 |  |  | 52380 | [7 empty] | 15 | 14 |  |  |  | Arup |  |  |  |  | Project 116 | 100% | 1
Royal Street Plot D | Assessment 2 - decarbonisation |  | Lambeth | SE1 7LL | 22/01206/EIAFUL | Planning Portal |  | 2022-04-21 |  |  | Office |  | New Build |  |  |  | 52380 |  |  | 52380 | [7 empty] | 15 | 14 |  |  |  | Arup |  |  |  |  | Project 116 | 100% | 1
Royal Street Plot E | Assessment 1 - no decarbonisation | 422 | Lambeth | SE1 7LL | 22/01206/EIAFUL | Planning Portal | Partial reuse & Refurbishment, existing basement retained under existing building, new Refurbishments (horizontal) to retained Beckett House structure | 2022-04-21 |  |  | Office |  | Substructure and/or Façade Retained |  |  |  | 40705 |  |  | 40705 | [7 empty] | 16 | 15 |  |  |  | Arup |  |  |  |  | Project 117 |  | 2
Royal Street Plot E | Assessment 2 - decarbonisation |  | Lambeth | SE1 7LL | 22/01206/EIAFUL | Planning Portal | Partial reuse & Refurbishment, existing basement retained under existing building, new Refurbishments (horizontal) to retained Beckett House structure | 2022-04-21 |  |  | Office |  | Substructure and/or Façade Retained |  |  |  | 40705 |  |  | 40705 | [7 empty] | 16 | 15 |  |  |  | Arup |  |  |  |  | Project 117 |  | 2
Salisbury Square - Commercial Building | Assessment 1 - no decarbonisation | 197 | City of London | EC4Y 8AP | 20/00907/FULEIA | Planning Portal | 150 year design life and heavy finishes | 2020-12-16 | 2021-07-30 |  | Office & Retail |  | New Build |  |  |  | 11357 |  |  | 11357 | [12 empty] | AECOM |  |  |  |  | Project 118 | 100% | 1
Salisbury Square - Commercial Building | Assessment 2 - decarbonisation | 100 | City of London | EC4Y 8AP | 20/00907/FULEIA | Planning Portal | 150 year design life and heavy finishes | 2020-12-16 | 2021-07-30 |  | Office & Retail |  | New Build |  |  |  | 11357 |  |  | 11357 | [12 empty] | AECOM |  |  |  |  | Project 118 | 100% | 1
Salisbury Square - Court Building | Assessment 1 - no decarbonisation | 106 | City of London | EC4Y 8AP | 20/00907/FULEIA | Planning Portal | 150 year design life and heavy finishes | 2020-12-16 | 2021-07-30 |  | Office |  | New Build |  |  |  | 14556 |  |  | 14556 | [7 empty] | 12 | 7 |  |  |  | AECOM |  |  |  |  | Project 119 | 100% | 1
Salisbury Square - Court Building | Assessment 2 - decarbonisation | 52 | City of London | EC4Y 8AP | 20/00907/FULEIA | Planning Portal | 150 year design life and heavy finishes | 2020-12-16 | 2021-07-30 |  | Office |  | New Build |  |  |  | 14556 |  |  | 14556 | [7 empty] | 12 | 7 |  |  |  | AECOM |  |  |  |  | Project 119 | 100% | 1
Shepherd's Bush Market | Assessment 1 - no decarbonisation | 303 | Hammersmith and Fulham | W12 8DF | 2023/01903/FUL | Planning Portal | Reconfigure site for public and vehicular access, new shops, new ground plus 8 storey building, new ground plus 5 storey building, works to facades of arches | 2023-04-26 |  |  | Office |  | New Build |  |  |  | 35823 |  |  | 35823 | [7 empty] | 8 | 8 |  |  |  | chapmanbdsp |  |  |  |  | Project 120 | 100% | 1
Shepherd's Bush Market | Assessment 2 - decarbonisation |  | Hammersmith and Fulham | W12 8DF | 2023/01903/FUL | Planning Portal | Reconfigure site for public and vehicular access, new shops, new ground plus 8 storey building, new ground plus 5 storey building, works to facades of arches | 2023-04-26 |  |  | Office |  | New Build |  |  |  | 35823 |  |  | 35823 | [7 empty] | 8 | 8 |  |  |  | chapmanbdsp |  |  |  |  | Project 120 | 100% | 1
Jubilee House | Assessment 1 - no decarbonisation | 234 | London Legacy Development Corporation | E15 1AN | 21/00483/FUL | Planning Portal | Application made under the provisions of the Town and Country Planning Act 1990 (England and Wales) (as amended), accompanied by an ES under the Environmental Impact Assessment Regulations 2017 (as amended), seeking approval for the demolition for the demolition of Jubilee House (Class E - Office) and partial demolition of Broadway House (Class F1 - School) and erection of a building up to 36 storeys (plus basement, roof plant and partial mezzanine above ground floor) 32,760m2 (GIA) to provide student accommodation 23,900m2 (GIA) (Sui Generis) and a school 8,815m2 (GIA) (Class F1), with provision of a new eastern access ramp to the Jupp Road Bridge, public realm and associated hard and soft landscaping, car parking and servicing, cycle store, boundary treatments and other associated works. | 2021-10-13 | 2022-09-21 | Granted | Residential (inc. student accomodation) |  | Heavy Refurbishment |  | Not listed | 9586 | 32760 | 7570 | 241.7% | 30744 | [6 empty] | 6 | 39 | 38 | 33 |  |  | eb7 | Elliot Wood | DSA | Allford Hall Monaghan Morris | One Click LCA | Project 95 | 78.97% | 3
Jubilee House | Assessment 2 - decarbonisation |  | London Legacy Development Corporation | E15 1AN | 21/00483/FUL | Planning Portal | Application made under the provisions of the Town and Country Planning Act 1990 (England and Wales) (as amended), accompanied by an ES under the Environmental Impact Assessment Regulations 2017 (as amended), seeking approval for the demolition for the demolition of Jubilee House (Class E - Office) and partial demolition of Broadway House (Class F1 - School) and erection of a building up to 36 storeys (plus basement, roof plant and partial mezzanine above ground floor) 32,760m2 (GIA) to provide student accommodation 23,900m2 (GIA) (Sui Generis) and a school 8,815m2 (GIA) (Class F1), with provision of a new eastern access ramp to the Jupp Road Bridge, public realm and associated hard and soft landscaping, car parking and servicing, cycle store, boundary treatments and other associated works. | 2021-10-13 | 2022-09-21 | Granted | Residential (inc. student accomodation) |  | Heavy Refurbishment |  | Not listed | 9586 | 32760 | 7570 | 241.7% | 30744 | [6 empty] | 6 | 39 | 38 | 33 |  |  | eb7 | Elliot Wood | DSA | Allford Hall Monaghan Morris | One Click LCA | Project 95 | 78.97% | 3
King's Place (Land at Harper Street/Borough High Street) | Assessment 1 - no decarbonisation | 333 | Southwark | SE1 1JJ | 23/AP/0479 | Planning Portal | Demolition of existing buildings, part 5-11 storey building. | 2023-02-22 |  |  | Residential (inc. student accomodation) |  | New Build |  |  |  | 16036 |  |  | 16036 | [7 empty] | 11 | 11 |  |  |  | Scotch Partners |  |  |  |  | Project 98 | 100% | 1
King's Place (Land at Harper Street/Borough High Street) | Assessment 2 - decarbonisation |  | Southwark | SE1 1JJ | 23/AP/0479 | Planning Portal | Demolition of existing buildings, part 5-11 storey building. | 2023-02-22 |  |  | Residential (inc. student accomodation) |  | New Build |  |  |  | 16036 |  |  | 16036 | [7 empty] | 11 | 11 |  |  |  | Scotch Partners |  |  |  |  | Project 98 | 100% | 1
South Molton Triangle 40-46 Brook Street | Assessment 1 - no decarbonisation | 238 | Westminster | W1K 5LF | 22/04610/FULL | Planning Portal | Part demolition, excavation (including beneath Davies Mews), erection of new buildings and alterations to existing buildings comprising: redevelopment of 60 Brook Street; redevelopment of 48, 50, 56 and 58 Brook Street and 16 Davies Mews behind retained Brook Street facades at; redevelopment behind retained and partially reconstructed facade at 52-54 Brook Street; refurbishment with alterations and addition of turret and gables at 40-46 Brook Street and 40 South Molton Lane; redevelopment behind retained Davies Mews and South Molton Lane elevations and front roof at 1-7 Davies Mews and 28-30 South Molton Lane; refurbishment and alterations at 50 Davies Street; refurbishment with alterations and partial demolition and redevelopment of upper floors at 52-54 Davies Street; redevelopment behind reconstructed and extended facade at 56 Davies Street (including the removal and reinstatement of certain building features), and Brookfield House (44-48 Davies Street and 62 and 64 Brook Street); part demolition of ground floor and refurbishment at 10 South Molton Street; refurbishment and alterations at 15-25, 27 and 42 South Molton Street; all to provide a development of up to 9 storeys including Class B1 (Business), Class A1 (Shops), Class A3 (Restaurant and Cafes), Class A4 (Drinking Establishment), composite use comprising public house and guest accommodation (sui generis), Class C3 (Dwellinghouses), Community Infrastructure and Facilities, and Class C1 (Hotel) uses, improvements to public realm and pedestrian routes, servicing, ancillary plant and storage, cycle parking and other associated works | 2022-07-08 | 2023-04-19 | Granted | Hotel | Yes | Retrofit |  | Grade II |  | 3140 |  |  | 3140 | No new basement | [5 empty] | 6 | 6 | 5 |  |  |  | Twin and Earth | AKT II | Hoare Lea | Hopkins Architects | One Click LCA | Project 123 |  | 5
South Molton Triangle 40-46 Brook Street | Assessment 2 - decarbonisation |  | Westminster | W1K 5LF | 22/04610/FULL | Planning Portal | Part demolition, excavation (including beneath Davies Mews), erection of new buildings and alterations to existing buildings comprising: redevelopment of 60 Brook Street; redevelopment of 48, 50, 56 and 58 Brook Street and 16 Davies Mews behind retained Brook Street facades at; redevelopment behind retained and partially reconstructed facade at 52-54 Brook Street; refurbishment with alterations and addition of turret and gables at 40-46 Brook Street and 40 South Molton Lane; redevelopment behind retained Davies Mews and South Molton Lane elevations and front roof at 1-7 Davies Mews and 28-30 South Molton Lane; refurbishment and alterations at 50 Davies Street; refurbishment with alterations and partial demolition and redevelopment of upper floors at 52-54 Davies Street; redevelopment behind reconstructed and extended facade at 56 Davies Street (including the removal and reinstatement of certain building features), and Brookfield House (44-48 Davies Street and 62 and 64 Brook Street); part demolition of ground floor and refurbishment at 10 South Molton Street; refurbishment and alterations at 15-25, 27 and 42 South Molton Street; all to provide a development of up to 9 storeys including Class B1 (Business), Class A1 (Shops), Class A3 (Restaurant and Cafes), Class A4 (Drinking Establishment), composite use comprising public house and guest accommodation (sui generis), Class C3 (Dwellinghouses), Community Infrastructure and Facilities, and Class C1 (Hotel) uses, improvements to public realm and pedestrian routes, servicing, ancillary plant and storage, cycle parking and other associated works | 2022-07-08 | 2023-04-19 | Granted | Hotel | Yes | Retrofit |  | Grade II |  | 3140 |  |  | 3140 | No new basement | [5 empty] | 6 | 6 | 5 |  |  |  | Twin and Earth | AKT II | Hoare Lea | Hopkins Architects | One Click LCA | Project 123 |  | 5
South Molton Triangle North Block | Assessment 1 - no decarbonisation | 301 | Westminster | W1K 5LF | 22/04610/FULL | Planning Portal | Part demolition, excavation (including beneath Davies Mews), erection of new buildings and alterations to existing buildings comprising: redevelopment of 60 Brook Street; redevelopment of 48, 50, 56 and 58 Brook Street and 16 Davies Mews behind retained Brook Street facades at; redevelopment behind retained and partially reconstructed facade at 52-54 Brook Street; refurbishment with alterations and addition of turret and gables at 40-46 Brook Street and 40 South Molton Lane; redevelopment behind retained Davies Mews and South Molton Lane elevations and front roof at 1-7 Davies Mews and 28-30 South Molton Lane; refurbishment and alterations at 50 Davies Street; refurbishment with alterations and partial demolition and redevelopment of upper floors at 52-54 Davies Street; redevelopment behind reconstructed and extended facade at 56 Davies Street (including the removal and reinstatement of certain building features), and Brookfield House (44-48 Davies Street and 62 and 64 Brook Street); part demolition of ground floor and refurbishment at 10 South Molton Street; refurbishment and alterations at 15-25, 27 and 42 South Molton Street; all to provide a development of up to 9 storeys including Class B1 (Business), Class A1 (Shops), Class A3 (Restaurant and Cafes), Class A4 (Drinking Establishment), composite use comprising public house and guest accommodation (sui generis), Class C3 (Dwellinghouses), Community Infrastructure and Facilities, and Class C1 (Hotel) uses, improvements to public realm and pedestrian routes, servicing, ancillary plant and storage, cycle parking and other associated works | 2022-07-08 | 2023-04-19 | Granted | Office | No | Substructure and/or Façade Retained | 1950s | Grade II |  | 10681 |  |  | 10681 | New and retained basement | [6 empty] | 11 | 11 |  |  |  | Twin and Earth | AKT II | Hoare Lea | Hopkins Architects | One Click LCA | Project 124 |  | 2
South Molton Triangle North Block | Assessment 2 - decarbonisation |  | Westminster | W1K 5LF | 22/04610/FULL | Planning Portal | Part demolition, excavation (including beneath Davies Mews), erection of new buildings and alterations to existing buildings comprising: redevelopment of 60 Brook Street; redevelopment of 48, 50, 56 and 58 Brook Street and 16 Davies Mews behind retained Brook Street facades at; redevelopment behind retained and partially reconstructed facade at 52-54 Brook Street; refurbishment with alterations and addition of turret and gables at 40-46 Brook Street and 40 South Molton Lane; redevelopment behind retained Davies Mews and South Molton Lane elevations and front roof at 1-7 Davies Mews and 28-30 South Molton Lane; refurbishment and alterations at 50 Davies Street; refurbishment with alterations and partial demolition and redevelopment of upper floors at 52-54 Davies Street; redevelopment behind reconstructed and extended facade at 56 Davies Street (including the removal and reinstatement of certain building features), and Brookfield House (44-48 Davies Street and 62 and 64 Brook Street); part demolition of ground floor and refurbishment at 10 South Molton Street; refurbishment and alterations at 15-25, 27 and 42 South Molton Street; all to provide a development of up to 9 storeys including Class B1 (Business), Class A1 (Shops), Class A3 (Restaurant and Cafes), Class A4 (Drinking Establishment), composite use comprising public house and guest accommodation (sui generis), Class C3 (Dwellinghouses), Community Infrastructure and Facilities, and Class C1 (Hotel) uses, improvements to public realm and pedestrian routes, servicing, ancillary plant and storage, cycle parking and other associated works | 2022-07-08 | 2023-04-19 | Granted | Office | No | Substructure and/or Façade Retained | 1950s | Grade II |  | 10681 |  |  | 10681 | New and retained basement | [6 empty] | 11 | 11 |  |  |  | Twin and Earth | AKT II | Hoare Lea | Hopkins Architects | One Click LCA | Project 124 |  | 2
South Molton Triangle Running Horse Pub | Assessment 1 - no decarbonisation | 115 | Westminster | W1K 5LF | 22/04610/FULL | Planning Portal | Part demolition, excavation (including beneath Davies Mews), erection of new buildings and alterations to existing buildings comprising: redevelopment of 60 Brook Street; redevelopment of 48, 50, 56 and 58 Brook Street and 16 Davies Mews behind retained Brook Street facades at; redevelopment behind retained and partially reconstructed facade at 52-54 Brook Street; refurbishment with alterations and addition of turret and gables at 40-46 Brook Street and 40 South Molton Lane; redevelopment behind retained Davies Mews and South Molton Lane elevations and front roof at 1-7 Davies Mews and 28-30 South Molton Lane; refurbishment and alterations at 50 Davies Street; refurbishment with alterations and partial demolition and redevelopment of upper floors at 52-54 Davies Street; redevelopment behind reconstructed and extended facade at 56 Davies Street (including the removal and reinstatement of certain building features), and Brookfield House (44-48 Davies Street and 62 and 64 Brook Street); part demolition of ground floor and refurbishment at 10 South Molton Street; refurbishment and alterations at 15-25, 27 and 42 South Molton Street; all to provide a development of up to 9 storeys including Class B1 (Business), Class A1 (Shops), Class A3 (Restaurant and Cafes), Class A4 (Drinking Establishment), composite use comprising public house and guest accommodation (sui generis), Class C3 (Dwellinghouses), Community Infrastructure and Facilities, and Class C1 (Hotel) uses, improvements to public realm and pedestrian routes, servicing, ancillary plant and storage, cycle parking and other associated works | 2022-07-08 | 2023-04-19 | Granted | Hotel | No | Light Refurbishment | 1840s | Grade II | 619 | 668 | 0 | 7.916% | 49 | New and retained basement | [5 empty] | 5 | 5 | 5 |  |  |  | Twin and Earth | AKT II | Hoare Lea | Hopkins Architects | One Click LCA | Project 125 | 0% | 4
South Molton Triangle Running Horse Pub | Assessment 2 - decarbonisation |  | Westminster | W1K 5LF | 22/04610/FULL | Planning Portal | Part demolition, excavation (including beneath Davies Mews), erection of new buildings and alterations to existing buildings comprising: redevelopment of 60 Brook Street; redevelopment of 48, 50, 56 and 58 Brook Street and 16 Davies Mews behind retained Brook Street facades at; redevelopment behind retained and partially reconstructed facade at 52-54 Brook Street; refurbishment with alterations and addition of turret and gables at 40-46 Brook Street and 40 South Molton Lane; redevelopment behind retained Davies Mews and South Molton Lane elevations and front roof at 1-7 Davies Mews and 28-30 South Molton Lane; refurbishment and alterations at 50 Davies Street; refurbishment with alterations and partial demolition and redevelopment of upper floors at 52-54 Davies Street; redevelopment behind reconstructed and extended facade at 56 Davies Street (including the removal and reinstatement of certain building features), and Brookfield House (44-48 Davies Street and 62 and 64 Brook Street); part demolition of ground floor and refurbishment at 10 South Molton Street; refurbishment and alterations at 15-25, 27 and 42 South Molton Street; all to provide a development of up to 9 storeys including Class B1 (Business), Class A1 (Shops), Class A3 (Restaurant and Cafes), Class A4 (Drinking Establishment), composite use comprising public house and guest accommodation (sui generis), Class C3 (Dwellinghouses), Community Infrastructure and Facilities, and Class C1 (Hotel) uses, improvements to public realm and pedestrian routes, servicing, ancillary plant and storage, cycle parking and other associated works | 2022-07-08 | 2023-04-19 | Granted | Hotel | No | Light Refurbishment | 1840s | Grade II | 619 | 668 | 0 | 7.916% | 49 | New and retained basement | [5 empty] | 5 | 5 | 5 |  |  |  | Twin and Earth | AKT II | Hoare Lea | Hopkins Architects | One Click LCA | Project 125 | 0% | 4
South Molton Triangle South Block | Assessment 1 - no decarbonisation | 283 | Westminster | W1K 5LF | 22/04610/FULL | Planning Portal | Part demolition, excavation (including beneath Davies Mews), erection of new buildings and alterations to existing buildings comprising: redevelopment of 60 Brook Street; redevelopment of 48, 50, 56 and 58 Brook Street and 16 Davies Mews behind retained Brook Street facades at; redevelopment behind retained and partially reconstructed facade at 52-54 Brook Street; refurbishment with alterations and addition of turret and gables at 40-46 Brook Street and 40 South Molton Lane; redevelopment behind retained Davies Mews and South Molton Lane elevations and front roof at 1-7 Davies Mews and 28-30 South Molton Lane; refurbishment and alterations at 50 Davies Street; refurbishment with alterations and partial demolition and redevelopment of upper floors at 52-54 Davies Street; redevelopment behind reconstructed and extended facade at 56 Davies Street (including the removal and reinstatement of certain building features), and Brookfield House (44-48 Davies Street and 62 and 64 Brook Street); part demolition of ground floor and refurbishment at 10 South Molton Street; refurbishment and alterations at 15-25, 27 and 42 South Molton Street; all to provide a development of up to 9 storeys including Class B1 (Business), Class A1 (Shops), Class A3 (Restaurant and Cafes), Class A4 (Drinking Establishment), composite use comprising public house and guest accommodation (sui generis), Class C3 (Dwellinghouses), Community Infrastructure and Facilities, and Class C1 (Hotel) uses, improvements to public realm and pedestrian routes, servicing, ancillary plant and storage, cycle parking and other associated works | 2022-07-08 | 2023-04-19 | Granted | Office | No | Substructure and/or Façade Retained | 1920s | Not listed |  | 13259 |  |  | 13259 | New and retained basement | [6 empty] | 11 | 11 |  |  |  | Twin and Earth | AKT II | Hoare Lea | Hopkins Architects | One Click LCA | Project 127 |  | 2
South Molton Triangle South Block | Assessment 2 - decarbonisation |  | Westminster | W1K 5LF | 22/04610/FULL | Planning Portal | Part demolition, excavation (including beneath Davies Mews), erection of new buildings and alterations to existing buildings comprising: redevelopment of 60 Brook Street; redevelopment of 48, 50, 56 and 58 Brook Street and 16 Davies Mews behind retained Brook Street facades at; redevelopment behind retained and partially reconstructed facade at 52-54 Brook Street; refurbishment with alterations and addition of turret and gables at 40-46 Brook Street and 40 South Molton Lane; redevelopment behind retained Davies Mews and South Molton Lane elevations and front roof at 1-7 Davies Mews and 28-30 South Molton Lane; refurbishment and alterations at 50 Davies Street; refurbishment with alterations and partial demolition and redevelopment of upper floors at 52-54 Davies Street; redevelopment behind reconstructed and extended facade at 56 Davies Street (including the removal and reinstatement of certain building features), and Brookfield House (44-48 Davies Street and 62 and 64 Brook Street); part demolition of ground floor and refurbishment at 10 South Molton Street; refurbishment and alterations at 15-25, 27 and 42 South Molton Street; all to provide a development of up to 9 storeys including Class B1 (Business), Class A1 (Shops), Class A3 (Restaurant and Cafes), Class A4 (Drinking Establishment), composite use comprising public house and guest accommodation (sui generis), Class C3 (Dwellinghouses), Community Infrastructure and Facilities, and Class C1 (Hotel) uses, improvements to public realm and pedestrian routes, servicing, ancillary plant and storage, cycle parking and other associated works | 2022-07-08 | 2023-04-19 | Granted | Office | No | Substructure and/or Façade Retained | 1920s | Not listed |  | 13259 |  |  | 13259 | New and retained basement | [6 empty] | 11 | 11 |  |  |  | Twin and Earth | AKT II | Hoare Lea | Hopkins Architects | One Click LCA | Project 127 |  | 2
Solomons Passage | Assessment 1 - no decarbonisation | 261 | Southwark | SE15 3UH | 20/AP/3285 | Planning Portal | Block A: Erection of 7-storey building, Block B+C: Erection of 6-storey building, basement and ground floor slab retained, Block D: Erection of partly 2, partly 4-storey building. | 2020-12-07 | 2022-04-20 |  | Residential (inc. student accomodation) | No | Substructure and/or Façade Retained |  | Not listed | 9678 | 13728 | 7498 | 41.85% | 11548 | [7 empty] | 6 | 6 | 6 |  |  | Create |  |  |  |  | Project 121 | 77.47% | 2
Solomons Passage | Assessment 2 - decarbonisation | 246 | Southwark | SE15 3UH | 20/AP/3285 | Planning Portal | Block A: Erection of 7-storey building, Block B+C: Erection of 6-storey building, basement and ground floor slab retained, Block D: Erection of partly 2, partly 4-storey building. | 2020-12-07 | 2022-04-20 |  | Residential (inc. student accomodation) | No | Substructure and/or Façade Retained |  | Not listed | 9678 | 13728 | 7498 | 41.85% | 11548 | [7 empty] | 6 | 6 | 6 |  |  | Create |  |  |  |  | Project 121 | 77.47% | 2
Thavies Inn House - 3 - 4 Holborn Circus | Assessment 1 - no decarbonisation | 385 | City of London | EC1N 2HA | 21/00885/FULMAJ | Planning Portal |  | 2021-10-14 | 2022-12-02 |  | Office & Retail |  | New Build |  |  |  | 12102 |  |  | 12102 | [7 empty] | 10 | 1 |  |  |  | Sweco |  |  |  |  | Project 130 | 100% | 1
Thavies Inn House - 3 - 4 Holborn Circus | Assessment 2 - decarbonisation | 385 | City of London | EC1N 2HA | 21/00885/FULMAJ | Planning Portal |  | 2021-10-14 | 2022-12-02 |  | Office & Retail |  | New Build |  |  |  | 12102 |  |  | 12102 | [7 empty] | 10 | 1 |  |  |  | Sweco |  |  |  |  | Project 130 | 100% | 1
The London Television Centre | Assessment 1 - no decarbonisation | 528 | Lambeth | SE1 9LT | 21/02668/EIAFUL | Planning Portal | 14-storey tower connected by 6-storey podium, ground-level public realm | 2021-07-05 |  |  | Office |  | New Build |  |  |  | 93226 |  |  | 93226 | [7 empty] | 14 | 14 |  |  |  | Arup |  |  |  |  | Project 131 | 100% | 1
The London Television Centre | Assessment 2 - decarbonisation |  | Lambeth | SE1 9LT | 21/02668/EIAFUL | Planning Portal | 14-storey tower connected by 6-storey podium, ground-level public realm | 2021-07-05 |  |  | Office |  | New Build |  |  |  | 93226 |  |  | 93226 | [7 empty] | 14 | 14 |  |  |  | Arup |  |  |  |  | Project 131 | 100% | 1
South Kensington Underground Station | Assessment 1 - no decarbonisation | 666 | Kensington and Chelsea | SW7 2NB | PP/20/03216 | Planning Portal | Multiple buildings - reuse of street facing façade, retention of structure, some exisisting steel substructure elements reused. | 2020-06-11 | 2021-12-13 |  | Residential (inc. student accomodation) |  | Substructure and/or Façade Retained |  | Grade II* | 492 | 11905 | 492 | 2320% | 11905 | [12 empty] | Sweco |  |  |  |  | Project 122 | 100% | 2
South Kensington Underground Station | Assessment 2 - decarbonisation | 666 | Kensington and Chelsea | SW7 2NB | PP/20/03216 | Planning Portal | Multiple buildings - reuse of street facing façade, retention of structure, some exisisting steel substructure elements reused. | 2020-06-11 | 2021-12-13 |  | Residential (inc. student accomodation) |  | Substructure and/or Façade Retained |  | Grade II* | 492 | 11905 | 492 | 2320% | 11905 | [12 empty] | Sweco |  |  |  |  | Project 122 | 100% | 2
South Molton Triangle SMS and Browns | Assessment 1 - no decarbonisation | 256 | Westminster | W1K 5LF | 22/04610/FULL | Planning Portal | Part demolition, excavation (including beneath Davies Mews), erection of new buildings and alterations to existing buildings comprising: redevelopment of 60 Brook Street; redevelopment of 48, 50, 56 and 58 Brook Street and 16 Davies Mews behind retained Brook Street facades at; redevelopment behind retained and partially reconstructed facade at 52-54 Brook Street; refurbishment with alterations and addition of turret and gables at 40-46 Brook Street and 40 South Molton Lane; redevelopment behind retained Davies Mews and South Molton Lane elevations and front roof at 1-7 Davies Mews and 28-30 South Molton Lane; refurbishment and alterations at 50 Davies Street; refurbishment with alterations and partial demolition and redevelopment of upper floors at 52-54 Davies Street; redevelopment behind reconstructed and extended facade at 56 Davies Street (including the removal and reinstatement of certain building features), and Brookfield House (44-48 Davies Street and 62 and 64 Brook Street); part demolition of ground floor and refurbishment at 10 South Molton Street; refurbishment and alterations at 15-25, 27 and 42 South Molton Street; all to provide a development of up to 9 storeys including Class B1 (Business), Class A1 (Shops), Class A3 (Restaurant and Cafes), Class A4 (Drinking Establishment), composite use comprising public house and guest accommodation (sui generis), Class C3 (Dwellinghouses), Community Infrastructure and Facilities, and Class C1 (Hotel) uses, improvements to public realm and pedestrian routes, servicing, ancillary plant and storage, cycle parking and other associated works | 2022-07-08 | 2023-04-19 | Granted | Commercial & Residential | Yes | Retrofit |  | Grade II |  | 4628 |  |  | 4628 | No new basement | [5 empty] | 6 | 6 | 5 |  |  |  | Twin and Earth | AKT II | Hoare Lea | Hopkins Architects | One Click LCA | Project 126 |  | 5
South Molton Triangle SMS and Browns | Assessment 2 - decarbonisation |  | Westminster | W1K 5LF | 22/04610/FULL | Planning Portal | Part demolition, excavation (including beneath Davies Mews), erection of new buildings and alterations to existing buildings comprising: redevelopment of 60 Brook Street; redevelopment of 48, 50, 56 and 58 Brook Street and 16 Davies Mews behind retained Brook Street facades at; redevelopment behind retained and partially reconstructed facade at 52-54 Brook Street; refurbishment with alterations and addition of turret and gables at 40-46 Brook Street and 40 South Molton Lane; redevelopment behind retained Davies Mews and South Molton Lane elevations and front roof at 1-7 Davies Mews and 28-30 South Molton Lane; refurbishment and alterations at 50 Davies Street; refurbishment with alterations and partial demolition and redevelopment of upper floors at 52-54 Davies Street; redevelopment behind reconstructed and extended facade at 56 Davies Street (including the removal and reinstatement of certain building features), and Brookfield House (44-48 Davies Street and 62 and 64 Brook Street); part demolition of ground floor and refurbishment at 10 South Molton Street; refurbishment and alterations at 15-25, 27 and 42 South Molton Street; all to provide a development of up to 9 storeys including Class B1 (Business), Class A1 (Shops), Class A3 (Restaurant and Cafes), Class A4 (Drinking Establishment), composite use comprising public house and guest accommodation (sui generis), Class C3 (Dwellinghouses), Community Infrastructure and Facilities, and Class C1 (Hotel) uses, improvements to public realm and pedestrian routes, servicing, ancillary plant and storage, cycle parking and other associated works | 2022-07-08 | 2023-04-19 | Granted | Commercial & Residential | Yes | Retrofit |  | Grade II |  | 4628 |  |  | 4628 | No new basement | [5 empty] | 6 | 6 | 5 |  |  |  | Twin and Earth | AKT II | Hoare Lea | Hopkins Architects | One Click LCA | Project 126 |  | 5
Suthring House, 216-220 Blackfriars Road | Assessment 1 - no decarbonisation | 57 | Southwark | SE1 9JU | 20/AP/3250 | Planning Portal | Part 22 and part15 storeys + 3 basement levels, | 2020-11-03 | 2022-07-20 |  | Commercial & Residential |  | New Build |  |  |  | 39612 |  |  | 39612 | [7 empty] | 25 | 22 |  |  |  | WSP |  |  |  |  | Project 129 | 100% | 1
Suthring House, 216-220 Blackfriars Road | Assessment 2 - decarbonisation | 57 | Southwark | SE1 9JU | 20/AP/3250 | Planning Portal | Part 22 and part15 storeys + 3 basement levels, | 2020-11-03 | 2022-07-20 |  | Commercial & Residential |  | New Build |  |  |  | 39612 |  |  | 39612 | [7 empty] | 25 | 22 |  |  |  | WSP |  |  |  |  | Project 129 | 100% | 1
The Rex (Option 1) | Assessment 1 - no decarbonisation | 85 | Kingston | KT1 1QT | 21/02313/FUL | Planning Portal | Recladding and internal reconfiguration of existing building with Refurbishments (3 upper floors to Clarence Street and full height Refurbishments up to 9 storeys to the rear) to create 202 no. co-living units (sui generis) (in place of 64 no. student rooms (sui generis)) with retention of 4 no. ground floor commercial units (Class E), creation of new café (Class E) and co-working areas (Class E) at ground floor with internal and external residential amenity spaces, bike storage, refuse, disabled car parking, service yard and new basement plant room. | 2021-07-14 | 2022-08-02 | Granted | Commercial & Residential | No | Heavy Refurbishment |  |  | 3124 | 8822 | 1163 | 182.4% | 6861 | [6 empty] | 6 | 10 | 9 | 4 |  |  | HTA Architects |  | HTA Architects | HTA Architects | eTool LCD | Project 132 | 37.23% | 3
The Rex (Option 1) | Assessment 2 - decarbonisation |  | Kingston | KT1 1QT | 21/02313/FUL | Planning Portal | Recladding and internal reconfiguration of existing building with Refurbishments (3 upper floors to Clarence Street and full height Refurbishments up to 9 storeys to the rear) to create 202 no. co-living units (sui generis) (in place of 64 no. student rooms (sui generis)) with retention of 4 no. ground floor commercial units (Class E), creation of new café (Class E) and co-working areas (Class E) at ground floor with internal and external residential amenity spaces, bike storage, refuse, disabled car parking, service yard and new basement plant room. | 2021-07-14 | 2022-08-02 | Granted | Commercial & Residential | No | Heavy Refurbishment |  |  | 3124 | 8822 | 1163 | 182.4% | 6861 | [6 empty] | 6 | 10 | 9 | 4 |  |  | HTA Architects |  | HTA Architects | HTA Architects | eTool LCD | Project 132 | 37.23% | 3
The Yard Theatre | Assessment 1 - no decarbonisation | 318 | LLDC | E9 5EN | 23/00283/FUL | Planning Portal | Partial demolition of buildings and the Refurbishment of existing Theatre (Use Class Sui Generis) for new two storey theatre auditorium, young artist (community spaces) and with associated access and servicing arrangements. | 2023-07-17 |  | Pending | Commercial & Residential | Yes | Heavy Refurbishment | 2010s | Not listed | 754 | 894 | 0 | 18.57% | 140 | No new basement | None | Steel |  | Bracing |  | 2 | 2 | 2 |  | 2 |  | Twin and Earth | Momentum | Ritchie and Daffin | Takero Shimazaki Architects | One Click LCA | Project 133 | 0% | 3
The Yard Theatre | Assessment 2 - decarbonisation |  | LLDC | E9 5EN | 23/00283/FUL | Planning Portal | Partial demolition of buildings and the Refurbishment of existing Theatre (Use Class Sui Generis) for new two storey theatre auditorium, young artist (community spaces) and with associated access and servicing arrangements. | 2023-07-17 |  | Pending | Commercial & Residential | Yes | Heavy Refurbishment | 2010s | Not listed | 754 | 894 | 0 | 18.57% | 140 | No new basement | None | Steel |  | Bracing |  | 2 | 2 | 2 |  | 2 |  | Twin and Earth | Momentum | Ritchie and Daffin | Takero Shimazaki Architects | One Click LCA | Project 133 | 0% | 3
Warnford Court | Assessment 1 - no decarbonisation | 334 | City of London | EC2N 2AT | 23/00145/FULMAJ | Planning Portal | Demolition of the fourth and fifth floors, and construction of a part four-part five storey Refurbishment to create a seven storey building for office (Class E) use; creation of roof top plant and terrace space; alterations to the facades and creation of new entrances, provision of cycle parking and end of journey facilities and creation of external amenity terraces. ¦ Warnford Court 29 Throgmorton Street London EC2N 2AT | 2023-02-07 |  | Pending | Office | No | Heavy Refurbishment | 1880s | Not listed | 6795 | 9108 | 1881 | 34.04% | 4194 | New and retained basement | Masonry and steel | Reinforced Concrete | RC Cores / shear walls | RC Cores / shear walls | Capacity enhancement | 5 | 5 | 7 | 5 |  | None required | Arup | Heyne Tillet Steel | Arup | Carmody Groarke | One Click LCA | Project 138 | 27.68% | 3
Warnford Court | Assessment 2 - decarbonisation |  | City of London | EC2N 2AT | 23/00145/FULMAJ | Planning Portal | Demolition of the fourth and fifth floors, and construction of a part four-part five storey Refurbishment to create a seven storey building for office (Class E) use; creation of roof top plant and terrace space; alterations to the facades and creation of new entrances, provision of cycle parking and end of journey facilities and creation of external amenity terraces. ¦ Warnford Court 29 Throgmorton Street London EC2N 2AT | 2023-02-07 |  | Pending | Office | No | Heavy Refurbishment | 1880s | Not listed | 6795 | 9108 | 1881 | 34.04% | 4194 | New and retained basement | Masonry and steel | Reinforced Concrete | RC Cores / shear walls | RC Cores / shear walls | Capacity enhancement | 5 | 5 | 7 | 5 |  | None required | Arup | Heyne Tillet Steel | Arup | Carmody Groarke | One Click LCA | Project 138 | 27.68% | 3
Waterloo Hub Hotel development - 54 Kennington Road | Assessment 1 - no decarbonisation | 144 | Lambeth | SE1 7BJ | 21/02475/FUL | Planning Portal | Partial demolition of existing hotel, six and seven storey rear Refurbishments, and single storey roof Refurbishment to existing building and new 13 storey tower | 2021-06-21 | 2022-10-28 |  | Hotel | No | Heavy Refurbishment |  | Not listed | 5192 | 14125 |  | 172.1% | 8933 | [7 empty] | 13 | 13 | 1 | 13 |  | Elementa |  |  |  |  | Project 139 | 0% | 3
Waterloo Hub Hotel development - 54 Kennington Road | Assessment 2 - decarbonisation |  | Lambeth | SE1 7BJ | 21/02475/FUL | Planning Portal | Partial demolition of existing hotel, six and seven storey rear Refurbishments, and single storey roof Refurbishment to existing building and new 13 storey tower | 2021-06-21 | 2022-10-28 |  | Hotel | No | Heavy Refurbishment |  | Not listed | 5192 | 14125 |  | 172.1% | 8933 | [7 empty] | 13 | 13 | 1 | 13 |  | Elementa |  |  |  |  | Project 139 | 0% | 3
Victoria House | Assessment 1 - no decarbonisation | 251 | Greenwich | SE18 4LH | 23/2747/F | Planning Portal | Partial demolition of the existing building and addition of rear, third floor of accommodation, and basement Refurbishments with retention of the existing front façade, gable ends and part of the rear façade for a change of use from Sui Generis to provide a care home (Use Class C2), with parking, access, landscaping and other associated works Description for consultation purposes: Retention of the existing front façade and gable ends and partial demolition and three-storey Refurbishment of the rear façade of Victoria House (Locally Listed building), which will be partially over Metropolitan Open Land (MOL), in order to provide a 72 bedroom 3,900 sqm (GIA) Care Home with residential care for the elderly (Use Class C2), which is a change of use from Sui Generis, including associated basement Refurbishment, access, parking, lighting, landscaping and tree removal and planting around the site (This is a Departure from the Development Plan). (This development is within the Woolwich Common Conservation Area and may impact on the setting of the Grade II Listed Royal Herbert Military Hospital). | 2023-10-13 |  | Pending | Residential (inc. student accomodation) | Yes | Substructure and/or Façade Retained | 1900s | Local | 1604 | 3900 | 1604 | 143.1% | 3900 | New | [5 empty] | 3 | 4 | 3 | 1 |  |  | Hodkinson |  |  | Harris Irwin Associates | One Click LCA | Project 136 | 100% | 2
Victoria House | Assessment 2 - decarbonisation |  | Greenwich | SE18 4LH | 23/2747/F | Planning Portal | Partial demolition of the existing building and addition of rear, third floor of accommodation, and basement Refurbishments with retention of the existing front façade, gable ends and part of the rear façade for a change of use from Sui Generis to provide a care home (Use Class C2), with parking, access, landscaping and other associated works Description for consultation purposes: Retention of the existing front façade and gable ends and partial demolition and three-storey Refurbishment of the rear façade of Victoria House (Locally Listed building), which will be partially over Metropolitan Open Land (MOL), in order to provide a 72 bedroom 3,900 sqm (GIA) Care Home with residential care for the elderly (Use Class C2), which is a change of use from Sui Generis, including associated basement Refurbishment, access, parking, lighting, landscaping and tree removal and planting around the site (This is a Departure from the Development Plan). (This development is within the Woolwich Common Conservation Area and may impact on the setting of the Grade II Listed Royal Herbert Military Hospital). | 2023-10-13 |  | Pending | Residential (inc. student accomodation) | Yes | Substructure and/or Façade Retained | 1900s | Local | 1604 | 3900 | 1604 | 143.1% | 3900 | New | [5 empty] | 3 | 4 | 3 | 1 |  |  | Hodkinson |  |  | Harris Irwin Associates | One Click LCA | Project 136 | 100% | 2
Vine Lane | Assessment 1 - no decarbonisation | 320 | Camden | WC1V 6PB | 2023/2510/P | Planning Portal |  | 2023-06-27 |  |  | Commercial & Residential |  | New Build |  |  | 0 | 2449 | 0 |  | 2449 | [7 empty] | 5 | 5 |  |  |  | Scotch Partners |  |  |  |  | Project 137 | 100% | 1
Vine Lane | Assessment 2 - decarbonisation |  | Camden | WC1V 6PB | 2023/2510/P | Planning Portal |  | 2023-06-27 |  |  | Commercial & Residential |  | New Build |  |  | 0 | 2449 | 0 |  | 2449 | [7 empty] | 5 | 5 |  |  |  | Scotch Partners |  |  |  |  | Project 137 | 100% | 1
Formulas:
Submission date = IF(VLOOKUP(Table3567[[#This Row],[Site name]],Table3[],7)=0,"",VLOOKUP(Table3567[[#This Row],[Site name]],Table3[],7))
Decision date = IF(VLOOKUP(Table3567[[#This Row],[Site name]],Table3[],8)=0,"",VLOOKUP(Table3567[[#This Row],[Site name]],Table3[],8))

## LCA B6-B7 breakdown
Site name | Assessment Type | B6-B7 carbon emissions per GIA | Borough | Postcode | Planning reference number | Data source | Description | Submission date | Decision date | Final decision | Building typology | Change of use | Classification | Existing building construction date | Listed status | GIA existing | GIA new | GIA demolished | GIA % increase | GIA added new | Basement retention | Existing structural frame | New structural frame | Existing stability system | New stability system | Loading treatment | Existing storeys | New storeys | Above ground stories | Added stories (V) | Added stories (H) | Fire intervention | LCA author / Sustainability consultant | Structural engineer | MEP Engineer | Architect | LCA Software | Project Ref | %demolished | Class Ref | %WLC
1 Appold Street | Assessment 1 - no decarbonisation | 214 | City of London | EC2M 2QT | 22/01200/FULMAJ | Planning Portal | Partial demolition of existing building. Retention and Refurbishment of existing structure - provide 14-storey. Retention of existing gym and swimming pool at basement level | 2022-12-12 |  | Pending | Office | Yes | Heavy Refurbishment | 1980s | Not listed | 28992 | 51869 | 12718 | 78.91% | 35595 | No new basement | Steel | Steel |  |  |  | 10 | 16 | 14 | 6 |  |  | Hilson Moran | AKT II | MTT | Piercy & Company | One Click LCA | Project 1 | 43.87% | 3 | 24.94%
1 Appold Street | Assessment 2 - decarbonisation |  | City of London | EC2M 2QT | 22/01200/FULMAJ | Planning Portal | Partial demolition of existing building. Retention and Refurbishment of existing structure - provide 14-storey. Retention of existing gym and swimming pool at basement level | 2022-12-12 |  | Pending | Office | Yes | Heavy Refurbishment | 1980s | Not listed | 28992 | 51869 | 12718 | 78.91% | 35595 | No new basement | Steel | Steel |  |  |  | 10 | 16 | 14 | 6 |  |  | Hilson Moran | AKT II | MTT | Piercy & Company | One Click LCA | Project 1 | 43.87% | 3
1 Exchange Square London | Assessment 1 - no decarbonisation | 1346 | City of London | EC2A 2JN | 21/00930/FULMAJ | Planning Portal | art demolition of the site for the refurbishment and Refurbishment to the existing facade facing onto Exchange square and upper levels; External alterations and improvements to facades facing onto Bishopsgate and at ground floor including new main entrance and new retail frontages; public realm improvements fronting Bishopsgate including new steps, seating and accessibility improvements; Increased height and widening of Exchange Arcade; creation of a new outdoor retail pavilion terrace to level 1; creation of west Refurbishment terraces; creation of wing Refurbishment terraces; provision of external terraces for occupants at levels 4, 8, 9, 10, 11, 12 and roof terrace on level 13; provision of cycle storage and other works incidental to the development (9,920 sq.m). | 2021-10-27 | 2023-06-14 | Granted | Office & Retail | No | Heavy Refurbishment | 1990s | Not listed | 49262 | 58903 | 0 | 19.57% | 9641 | No new basement | [5 empty] | 15 | 15 | 14 |  |  |  | Sweco | Heyne Tillet Steel | Sweco | Fletcher Priest Architects | One Click LCA | Project 2 | 0% | 3 | 57.92%
1 Exchange Square London | Assessment 2 - decarbonisation | 392 | City of London | EC2A 2JN | 21/00930/FULMAJ | Planning Portal | art demolition of the site for the refurbishment and Refurbishment to the existing facade facing onto Exchange square and upper levels; External alterations and improvements to facades facing onto Bishopsgate and at ground floor including new main entrance and new retail frontages; public realm improvements fronting Bishopsgate including new steps, seating and accessibility improvements; Increased height and widening of Exchange Arcade; creation of a new outdoor retail pavilion terrace to level 1; creation of west Refurbishment terraces; creation of wing Refurbishment terraces; provision of external terraces for occupants at levels 4, 8, 9, 10, 11, 12 and roof terrace on level 13; provision of cycle storage and other works incidental to the development (9,920 sq.m). | 2021-10-27 | 2023-06-14 | Granted | Office & Retail | No | Heavy Refurbishment | 1990s | Not listed | 49262 | 58903 | 0 | 19.57% | 9641 | No new basement | [5 empty] | 15 | 15 | 14 |  |  |  | Sweco | Heyne Tillet Steel | Sweco | Fletcher Priest Architects | One Click LCA | Project 2 | 0% | 3 | 30.65%
1 Museum Street | Assessment 1 - no decarbonisation | 574 | Camden | WC1A 1JR | 2023/2510/P | Planning Portal | Redevelopment of Selkirk House, 166 High Holborn and 1 Museum Street following the substantial demolition of the existing NCP car park and former Travelodge Hotel to provide a mixed-use scheme, providing office, residential, and town centre uses at ground floor level. Works of part-demolition and refurbishment to 10-12 Museum Street, 35-41 New Oxford Street, and 16A-18 West Central Street to provide further town centre ground floor uses and residential floorspace, including affordable housing provision. Provision of new public realm including a new pedestrian route through the site to link West Central Street with High Holborn. Relocation of cycle hire docking stations on High Holborn. | 2023-06-27 |  | Pending | Office & Retail | Yes | New Build | 1960s | Not listed | 18841 | 24791 | 18841 | 31.58% | 24791 | New and retained basement | Reinforced Concrete | Reinforced Concrete |  |  |  | 17 | 19 | 17 | 2 |  |  | Scotch Partners | Heyne Tillet Steel | Scotch Partners | DSDHA | One Click LCA | Project 4 | 100% | 1 | 31.92%
1 Museum Street | Assessment 2 - decarbonisation |  | Camden | WC1A 1JR | 2023/2510/P | Planning Portal | Redevelopment of Selkirk House, 166 High Holborn and 1 Museum Street following the substantial demolition of the existing NCP car park and former Travelodge Hotel to provide a mixed-use scheme, providing office, residential, and town centre uses at ground floor level. Works of part-demolition and refurbishment to 10-12 Museum Street, 35-41 New Oxford Street, and 16A-18 West Central Street to provide further town centre ground floor uses and residential floorspace, including affordable housing provision. Provision of new public realm including a new pedestrian route through the site to link West Central Street with High Holborn. Relocation of cycle hire docking stations on High Holborn. | 2023-06-27 |  | Pending | Office & Retail | Yes | New Build | 1960s | Not listed | 18841 | 24791 | 18841 | 31.58% | 24791 | New and retained basement | Reinforced Concrete | Reinforced Concrete |  |  |  | 17 | 19 | 17 | 2 |  |  | Scotch Partners | Heyne Tillet Steel | Scotch Partners | DSDHA | One Click LCA | Project 4 | 100% | 1
1 Southwark Bridge Road | Assessment 1 - no decarbonisation | 2157 | Southwark | EC4R 1QS | 21/AP/0599 | Planning Portal | Exising building enhanced and re-clad. Façade and roof coverings replaced, additional storey at roof level, infill Refurbishments | 2021-02-22 | 2022-07-13 | Granted | Office | No | Light Refurbishment | 1980s | Not listed | 18636 | 21363 | 0 | 14.63% | 2727 | No new basement | Reinforced Concrete |  |  |  |  | 7 | 8 | 8 | 1 |  |  | Hurley Palmer Flatt | Webb Yates | Hurley Palmer Flatt | BDG architecture + design | One Click LCA | Project 5 | 0% | 4 | 80.13%
1 Southwark Bridge Road | Assessment 2 - decarbonisation | 565 | Southwark | EC4R 1QS | 21/AP/0599 | Planning Portal | Exising building enhanced and re-clad. Façade and roof coverings replaced, additional storey at roof level, infill Refurbishments | 2021-02-22 | 2022-07-13 | Granted | Office | No | Light Refurbishment | 1980s | Not listed | 18636 | 21363 | 0 | 14.63% | 2727 | No new basement | Reinforced Concrete |  |  |  |  | 7 | 8 | 8 | 1 |  |  | Hurley Palmer Flatt | Webb Yates | Hurley Palmer Flatt | BDG architecture + design | One Click LCA | Project 5 | 0% | 4 | 51.36%
100 And 108 Fetter Lane | Assessment 1 - no decarbonisation | 801 | City of London | EC4A 1ES | 21/00534/FULMAJ | Planning Portal | Demolition of 100 Fetter Lane and construction of a new building for office use (Class E) and a flexible commercial unit (Class E(a)(b)(c)(d)), comprising a basement level, ground, mezzanine and 12 upper storeys plus roof plant level, creation of a new pedestrian route and pocket square at ground level, ancillary cycle parking, servicing, plant and enabling works. | 2021-06-18 | 2021-09-29 | Granted | Office | No | New Build | 1950s | Not listed | 6392 | 13553 | 6392 | 112% | 13553 | New | Steel | Reinforced Concrete |  |  |  | 9 | 14 | 13 | 5 |  |  | Waterman Group | Waterman Group | Waterman Group | Fletcher Priest Architects | One Click LCA | Project 8 | 100% | 1 | 44.7%
100 And 108 Fetter Lane | Assessment 2 - decarbonisation | 252 | City of London | EC4A 1ES | 21/00534/FULMAJ | Planning Portal | Demolition of 100 Fetter Lane and construction of a new building for office use (Class E) and a flexible commercial unit (Class E(a)(b)(c)(d)), comprising a basement level, ground, mezzanine and 12 upper storeys plus roof plant level, creation of a new pedestrian route and pocket square at ground level, ancillary cycle parking, servicing, plant and enabling works. | 2021-06-18 | 2021-09-29 | Granted | Office | No | New Build | 1950s | Not listed | 6392 | 13553 | 6392 | 112% | 13553 | New | Steel | Reinforced Concrete |  |  |  | 9 | 14 | 13 | 5 |  |  | Waterman Group | Waterman Group | Waterman Group | Fletcher Priest Architects | One Click LCA | Project 8 | 100% | 1 | 20.52%
100 Grays Inn Road | Assessment 1 - no decarbonisation | 660 | Camden | WC1X 8AL | 2022/4259/P | Planning Portal | Demolition of 100 Gray’s Inn Road and 127 Clerkenwell Road and the erection of a mixed-use office led (Class E) development comprising a basement, ground plus eight storey building for flexible retail / restaurant / office uses at ground floor and basement (Class E), basement excavation, provision of roof terraces, external plant equipment and enclosures, servicing bay, waste storage, cycle parking, public realm works; partial demolition and Refurbishment of 88 Gray’s Inn Road for use of the upper floors for housing (Class C3) and ground floor as offices (Class E) with associated external alterations and associated works. | 2022-10-11 |  | Pending | Office & Retail | Yes | Substructure and/or Façade Retained | 1960s | Not listed | 7893 | 12747 | 7893 | 61.5% | 12747 | No new basement | Reinforced Concrete | Timber |  |  |  | 9 | 12 | 11 | 3 |  |  | Max Fordham | Heyne Tillet Steel | Max Fordham | Piercy & Company | One Click LCA | Project 9 | 100% | 2 | 39.93%
100 Grays Inn Road | Assessment 2 - decarbonisation |  | Camden | WC1X 8AL | 2022/4259/P | Planning Portal | Demolition of 100 Gray’s Inn Road and 127 Clerkenwell Road and the erection of a mixed-use office led (Class E) development comprising a basement, ground plus eight storey building for flexible retail / restaurant / office uses at ground floor and basement (Class E), basement excavation, provision of roof terraces, external plant equipment and enclosures, servicing bay, waste storage, cycle parking, public realm works; partial demolition and Refurbishment of 88 Gray’s Inn Road for use of the upper floors for housing (Class C3) and ground floor as offices (Class E) with associated external alterations and associated works. | 2022-10-11 |  | Pending | Office & Retail | Yes | Substructure and/or Façade Retained | 1960s | Not listed | 7893 | 12747 | 7893 | 61.5% | 12747 | No new basement | Reinforced Concrete | Timber |  |  |  | 9 | 12 | 11 | 3 |  |  | Max Fordham | Heyne Tillet Steel | Max Fordham | Piercy & Company | One Click LCA | Project 9 | 100% | 2
100 New Bridge Street | Assessment 1 - no decarbonisation | 328 | City of London | EC4V 6JJ | 22/00748/FULMAJ | Planning Portal | Maximum retention + Refurbishment, 85% of RC walls and other structural components retained, 90% of floor and metal deck retained. | 2022-08-11 | 2023-06-29 | Granted | Office & Retail | No | Light Refurbishment | 1990s | Not listed | 20384 | 23393 |  | 14.76% | 3009 |  | Steel |  |  |  |  | 11 | 12 | 11 | 1 |  |  | Long and Partners | Waterman Group | Long and Partners | Gensler | Sturgis Carbon Calculator | Project 10 | 0% | 4
100 New Bridge Street | Assessment 2 - decarbonisation |  | City of London | EC4V 6JJ | 22/00748/FULMAJ | Planning Portal | Maximum retention + Refurbishment, 85% of RC walls and other structural components retained, 90% of floor and metal deck retained. | 2022-08-11 | 2023-06-29 | Granted | Office & Retail | No | Light Refurbishment | 1990s | Not listed | 20384 | 23393 |  | 14.76% | 3009 |  | Steel |  |  |  |  | 11 | 12 | 11 | 1 |  |  | Long and Partners | Waterman Group | Long and Partners | Gensler | Sturgis Carbon Calculator | Project 10 | 0% | 4
101 Whitechapel High Street | Assessment 1 - no decarbonisation | 1023 | Tower Hamlets | E1 7RA | PA/20/02726/R | Planning Portal | Demolition of 101 Whitechapel High Street, 2 ? 6 Commercial Street and the western annex of the Canon Barnett Primary School; partial demolition and partial retention of 102 - 105 Whitechapel High Street (with internal alterations); and redevelopment to provide a building ranging from ground plus 4-14 storeys, comprising office and retail (Class E); relocation and expansion of the existing school playground; associated cycle parking, hard and soft landscaping another associated works. | 2021-01-12 | 2022-02-22 | Not granted | Office | Yes | Heavy Refurbishment | 1900s | Not listed | 7366 | 40772 | 4693 | 453.5% | 38099 | New | [5 empty] | 5 | 18 | 15 | 13 |  |  | Buro Happold | Buro Happold | Buro Happold | Foster + Partners | One Click LCA | Project 11 | 63.71% | 3 | 41.82%
101 Whitechapel High Street | Assessment 2 - decarbonisation | 304 | Tower Hamlets | E1 7RA | PA/20/02726/R | Planning Portal | Demolition of 101 Whitechapel High Street, 2 ? 6 Commercial Street and the western annex of the Canon Barnett Primary School; partial demolition and partial retention of 102 - 105 Whitechapel High Street (with internal alterations); and redevelopment to provide a building ranging from ground plus 4-14 storeys, comprising office and retail (Class E); relocation and expansion of the existing school playground; associated cycle parking, hard and soft landscaping another associated works. | 2021-01-12 | 2022-02-22 | Not granted | Office | Yes | Heavy Refurbishment | 1900s | Not listed | 7366 | 40772 | 4693 | 453.5% | 38099 | New | [5 empty] | 5 | 18 | 15 | 13 |  |  | Buro Happold | Buro Happold | Buro Happold | Foster + Partners | One Click LCA | Project 11 | 63.71% | 3 | 17.6%
115 - 123 Houndsditch | Assessment 1 - no decarbonisation | 854 | City of London | EC3A 7BR | 21/00622/FULEIA | Planning Portal | Demolition of existing buildings and construction of a new building comprising four basement levels (plus one basement mezzanine), ground floor plus 23 upper storeys, including office use (Class E), flexible retail / cafe use (Class E); community space (Sui Generis), ancillary basement cycle parking, servicing and plant; new public realm and highway works; and other works associated with the development. ¦ 115 - 123 Houndsditch London EC3A 7BU | 2021-07-19 | 2022-02-01 | Granted | Office & Retail | No | New Build | 1980s | Not listed | 14326 | 66881 | 14326 | 366.9% | 66881 | New | [5 empty] | 7 | 28 | 24 | 22 |  |  | Atelier Ten | AKT II | Norman, Disney & Young | Allford Hall Monaghan Morris | One Click LCA | Project 12 | 100% | 1 | 57.35%
115 - 123 Houndsditch | Assessment 2 - decarbonisation |  | City of London | EC3A 7BR | 21/00622/FULEIA | Planning Portal | Demolition of existing buildings and construction of a new building comprising four basement levels (plus one basement mezzanine), ground floor plus 23 upper storeys, including office use (Class E), flexible retail / cafe use (Class E); community space (Sui Generis), ancillary basement cycle parking, servicing and plant; new public realm and highway works; and other works associated with the development. ¦ 115 - 123 Houndsditch London EC3A 7BU | 2021-07-19 | 2022-02-01 | Granted | Office & Retail | No | New Build | 1980s | Not listed | 14326 | 66881 | 14326 | 366.9% | 66881 | New | [5 empty] | 7 | 28 | 24 | 22 |  |  | Atelier Ten | AKT II | Norman, Disney & Young | Allford Hall Monaghan Morris | One Click LCA | Project 12 | 100% | 1
120 Fleet Street | Assessment 1 - no decarbonisation | 1321 | City of London | EC4A 2BE | 21/00538/FULEIA | Planning Portal | Demolition of existing River Court building, part demolition of basement and foundations, erection of new building with 2 basement levels and ground floor plus 20-storeys. Change of use of Daily Express Building alterations/refurbishment to listed building. | 2021-10-26 | 2021-10-26 |  | Office | Yes | Heavy Refurbishment | 1930s | Grade II* | 58818 | 74065.1667 | 54427.1667 | 25.92% | 69674.3333 | New and retained basement | Reinforced Concrete | Steel |  |  | Minimal intervention | 7 | 23 | 21 | 1 | 21 |  | chapmanbdsp | AKT II | chapmanbdsp | Bjarke Ingels Group | One Click LCA | Project 13 | 92.53% | 3 | 63.69%
120 Fleet Street | Assessment 2 - decarbonisation | 346 | City of London | EC4A 2BE | 21/00538/FULEIA | Planning Portal | Demolition of existing River Court building, part demolition of basement and foundations, erection of new building with 2 basement levels and ground floor plus 20-storeys. Change of use of Daily Express Building alterations/refurbishment to listed building. | 2021-10-26 | 2021-10-26 |  | Office | Yes | Heavy Refurbishment | 1930s | Grade II* | 58818 | 74065.1667 | 54427.1667 | 25.92% | 69674.3333 | New and retained basement | Reinforced Concrete | Steel |  |  | Minimal intervention | 7 | 23 | 21 | 1 | 21 |  | chapmanbdsp | AKT II | chapmanbdsp | Bjarke Ingels Group | One Click LCA | Project 13 | 92.53% | 3 | 31.57%
14-21 Holborn Viaduct | Assessment 1 - no decarbonisation | 1347 | City of London | EC1A 2DE | 21/00755/FULMAJ | Planning Portal | Demolition of existing buildings at 14-21 Holborn Viaduct, 34-35 and 32-33A Farringdon Street, and construction of a new building arranged over 2 basement levels, ground and 10 upper floors to Holborn Viaduct and 12 upper floors to Farringdon Street to provide a new Commercial, Business and Service (Class E) building; new publicly accessible lift to provide step-free access between Holborn Viaduct and Farringdon Street; hard and soft landscaping works and other works incidental to the development. | 2021-09-03 | 2022-02-07 | Granted | Office & Retail | No | Substructure and/or Façade Retained | 1920s | Not listed | 16944 | 35948 |  | 112.2% | 19004 | [6 empty] | 11 | 15 | 13 | 4 |  |  | Hilson Moran | Heyne Tillet Steel | Hilson Moran | PLP Architecture | eTool LCD | Project 14 | 0% | 2 | 61.56%
14-21 Holborn Viaduct | Assessment 2 - decarbonisation | 927 | City of London | EC1A 2DE | 21/00755/FULMAJ | Planning Portal | Demolition of existing buildings at 14-21 Holborn Viaduct, 34-35 and 32-33A Farringdon Street, and construction of a new building arranged over 2 basement levels, ground and 10 upper floors to Holborn Viaduct and 12 upper floors to Farringdon Street to provide a new Commercial, Business and Service (Class E) building; new publicly accessible lift to provide step-free access between Holborn Viaduct and Farringdon Street; hard and soft landscaping works and other works incidental to the development. | 2021-09-03 | 2022-02-07 | Granted | Office & Retail | No | Substructure and/or Façade Retained | 1920s | Not listed | 16944 | 35948 |  | 112.2% | 19004 | [6 empty] | 11 | 15 | 13 | 4 |  |  | Hilson Moran | Heyne Tillet Steel | Hilson Moran | PLP Architecture | eTool LCD | Project 14 | 0% | 2 | 52.43%
1-5 Lower Marsh | Assessment 1 - no decarbonisation | 331 | Lambeth | SE1 7NT | 23/00357/FUL | Planning Portal | 2 storeys added supported by existing structure's 4th floor slab, small area of 5th floor slab demolished and replaced, small ground floor Refurbishment, façade alterations | 2023-02-02 |  | Pending | Office | No | Heavy Refurbishment | 1990s | Not listed | 4927 | 6294 | 132 | 27.75% | 1499 | No new basement | Reinforced Concrete |  | RC Cores / shear walls |  |  | 6 | 8 | 7 | 2 |  |  | Sweco | Davis Maguire | Sweco | Fathom | One Click LCA | Project 15 | 2.679% | 3 | 23.24%
1-5 Lower Marsh | Assessment 2 - decarbonisation |  | Lambeth | SE1 7NT | 23/00357/FUL | Planning Portal | 2 storeys added supported by existing structure's 4th floor slab, small area of 5th floor slab demolished and replaced, small ground floor Refurbishment, façade alterations | 2023-02-02 |  | Pending | Office | No | Heavy Refurbishment | 1990s | Not listed | 4927 | 6294 | 132 | 27.75% | 1499 | No new basement | Reinforced Concrete |  | RC Cores / shear walls |  |  | 6 | 8 | 7 | 2 |  |  | Sweco | Davis Maguire | Sweco | Fathom | One Click LCA | Project 15 | 2.679% | 3
15 Minories, 57-60 & 62 Aldgate High Street And 1 Little Somerset Street | Assessment 1 - no decarbonisation | 2400 | City of London | EC3N 1BJ | 16/00406/FULMAJ | Planning Portal | Demolition of existing buildings and erection of a mixed use building with 3 basement levels | 2016-04-15 |  | Pending | Office | No | New Build | 1970s | Not listed | 20231 | 32613 | 20231 | 61.2% | 32613 | New | [6 empty] | 14 | 13 |  |  |  | Hoare Lea | WSP | Hoare Lea | ACME | One Click LCA | Project 16 | 100% | 1 | 66.35%
15 Minories, 57-60 & 62 Aldgate High Street And 1 Little Somerset Street | Assessment 2 - decarbonisation | 758 | City of London | EC3N 1BJ | 16/00406/FULMAJ | Planning Portal | Demolition of existing buildings and erection of a mixed use building with 3 basement levels | 2016-04-15 |  | Pending | Office | No | New Build | 1970s | Not listed | 20231 | 32613 | 20231 | 61.2% | 32613 | New | [6 empty] | 14 | 13 |  |  |  | Hoare Lea | WSP | Hoare Lea | ACME | One Click LCA | Project 16 | 100% | 1 | 39.09%
15-17 Eldon Street | Assessment 1 - no decarbonisation | 1103 | City of London | EC2M 7LD | 21/00282/FULMAJ | Planning Portal | Demolition of 5th floor level and Eldon Street facade. Refurbishment and refurbishment of the existing Class E use building to provide a replacement 5th floor level, additional 6th, 7th and 8th floor levels and new facade to Eldon Street. I | 2021-04-09 | 2023-02-14 | Granted | Office | No | Heavy Refurbishment | 1980s | Not listed | 4161 | 5890 | 1009 | 41.55% | 2738 | No new basement | Reinforced Concrete | Steel | RC Cores / shear walls | RC Cores / shear walls | Load balancing at all levels | 7 | 11 | 9 | 4 |  |  | Verte | Frankham Consultancy Group | Butler and Young Associates | Gort Scott |  | Project 17 | 24.25% | 3 | 55.96%
15-17 Eldon Street | Assessment 2 - decarbonisation |  | City of London | EC2M 7LD | 21/00282/FULMAJ | Planning Portal | Demolition of 5th floor level and Eldon Street facade. Refurbishment and refurbishment of the existing Class E use building to provide a replacement 5th floor level, additional 6th, 7th and 8th floor levels and new facade to Eldon Street. I | 2021-04-09 | 2023-02-14 | Granted | Office | No | Heavy Refurbishment | 1980s | Not listed | 4161 | 5890 | 1009 | 41.55% | 2738 | No new basement | Reinforced Concrete | Steel | RC Cores / shear walls | RC Cores / shear walls | Load balancing at all levels | 7 | 11 | 9 | 4 |  |  | Verte | Frankham Consultancy Group | Butler and Young Associates | Gort Scott |  | Project 17 | 24.25% | 3
166 High Holborn | Assessment 1 - no decarbonisation | 417 | Camden | WC1V 6PB | 2023/2510/P | Planning Portal | Redevelopment of Selkirk House, 166 High Holborn and 1 Museum Street following the substantial demolition of the existing NCP car park and former Travelodge Hotel to provide a mixed-use scheme, providing office, residential, and town centre uses at ground floor level. Works of part-demolition and refurbishment to 10-12 Museum Street, 35-41 New Oxford Street, and 16A-18 West Central Street to provide further town centre ground floor uses and residential floorspace, including affordable housing provision. Provision of new public realm including a new pedestrian route through the site to link West Central Street with High Holborn. Relocation of cycle hire docking stations on High Holborn. | 2023-06-27 |  | Pending | Commercial & Residential |  | New Build |  |  | 0 | 493 | 0 |  | 493 | [7 empty] | 6 | 6 |  |  |  | Scotch Partners | Arup |  |  |  | Project 18 | 100% | 1 | 24.66%
166 High Holborn | Assessment 2 - decarbonisation |  | Camden | WC1V 6PB | 2023/2510/P | Planning Portal | Redevelopment of Selkirk House, 166 High Holborn and 1 Museum Street following the substantial demolition of the existing NCP car park and former Travelodge Hotel to provide a mixed-use scheme, providing office, residential, and town centre uses at ground floor level. Works of part-demolition and refurbishment to 10-12 Museum Street, 35-41 New Oxford Street, and 16A-18 West Central Street to provide further town centre ground floor uses and residential floorspace, including affordable housing provision. Provision of new public realm including a new pedestrian route through the site to link West Central Street with High Holborn. Relocation of cycle hire docking stations on High Holborn. | 2023-06-27 |  | Pending | Commercial & Residential |  | New Build |  |  | 0 | 493 | 0 |  | 493 | [7 empty] | 6 | 6 |  |  |  | Scotch Partners | Arup |  |  |  | Project 18 | 100% | 1
16A-18 West Central Street | Assessment 1 - no decarbonisation | 644 | Camden | WC1A 1JJ | 2023/2510/P | Planning Portal | Demolition of the existing building to leave just the basement walls and slab (existing retaining walls to be temporary propped prior to demolishing the ground floor); and Provide a new build concrete framed residential block with commercial at ground floor and plant space within the existing basement. | 2023-06-27 |  | Pending | Residential (inc. student accomodation) | Yes | Substructure and/or Façade Retained | 1900s | Not listed | 2712 | 3247 | 1718 | 19.73% | 2253 | No new basement | Brickwork and timber | Reinforced Concrete | None |  |  | 3 | 6 | 6 | 3 |  |  | Scotch Partners | Heyne Tillet Steel | Scotch Partners | DSDHA |  | Project 19 | 63.35% | 2 | 39.95%
16A-18 West Central Street | Assessment 2 - decarbonisation |  | Camden | WC1A 1JJ | 2023/2510/P | Planning Portal | Demolition of the existing building to leave just the basement walls and slab (existing retaining walls to be temporary propped prior to demolishing the ground floor); and Provide a new build concrete framed residential block with commercial at ground floor and plant space within the existing basement. | 2023-06-27 |  | Pending | Residential (inc. student accomodation) | Yes | Substructure and/or Façade Retained | 1900s | Not listed | 2712 | 3247 | 1718 | 19.73% | 2253 | No new basement | Brickwork and timber | Reinforced Concrete | None |  |  | 3 | 6 | 6 | 3 |  |  | Scotch Partners | Heyne Tillet Steel | Scotch Partners | DSDHA |  | Project 19 | 63.35% | 2
175 Bishopsgate/Exchange Square | Assessment 1 - no decarbonisation | 1346 | City of London | EC2M 3WA | 21/00930/FULMAJ | Planning Portal | Part demolition, Refurbishment to existing façade facing onto square and upper levels. Increase height and widen Arcade. Creation of Refurbishment terraces | 2022-04-04 | 2023-06-14 | Granted | Office & Retail | No | Light Refurbishment | 1980s | Not listed | 55000 | 58903 | 5500 | 7.096% | 9403 | No new basement | Reinforced Concrete | Steel |  |  | Minimal intervention | 12 | 12 | 12 |  |  |  | Sweco |  |  | Fletcher Priest Architects |  | Project 20 | 10% | 4 | 57.92%
175 Bishopsgate/Exchange Square | Assessment 2 - decarbonisation | 312 | City of London | EC2M 3WA | 21/00930/FULMAJ | Planning Portal | Part demolition, Refurbishment to existing façade facing onto square and upper levels. Increase height and widen Arcade. Creation of Refurbishment terraces | 2022-04-04 | 2023-06-14 | Granted | Office & Retail | No | Light Refurbishment | 1980s | Not listed | 55000 | 58903 | 5500 | 7.096% | 9403 | No new basement | Reinforced Concrete | Steel |  |  | Minimal intervention | 12 | 12 | 12 |  |  |  | Sweco |  |  | Fletcher Priest Architects |  | Project 20 | 10% | 4 | 24.39%
18 Blackfriars Road - Office Building | Assessment 1 - no decarbonisation | 603 | Southwark | SE1 9JU | 23/AP/1854 | Planning Portal | 45-storey building above podium. Improvements to existing public house | 2023-07-05 |  |  | Office |  | New Build |  |  |  | 116381 |  |  | 116381 | [7 empty] | 48 | 48 |  |  |  | Arup |  |  |  |  | Project 21 | 100% | 1 | 33.78%
18 Blackfriars Road - Office Building | Assessment 2 - decarbonisation |  | Southwark | SE1 9JU | 23/AP/1854 | Planning Portal | 45-storey building above podium. Improvements to existing public house | 2023-07-05 |  |  | Office |  | New Build |  |  |  | 116381 |  |  | 116381 | [7 empty] | 48 | 48 |  |  |  | Arup |  |  |  |  | Project 21 | 100% | 1
18 Blackfriars Road - Paris Building | Assessment 1 - no decarbonisation | 696 | Southwark | SE1 9JU | 23/AP/1854 | Planning Portal | 22 storey building above podium comprising of affordable residential accommodation. |  |  |  | Residential (inc. student accomodation) |  | New Build |  |  |  | 19384 |  |  | 19384 | [7 empty] | 25 | 25 |  |  |  | Arup |  |  |  |  | Project 22 | 100% | 1 | 33.22%
18 Blackfriars Road - Paris Building | Assessment 2 - decarbonisation |  | Southwark | SE1 9JU | 23/AP/1854 | Planning Portal | 22 storey building above podium comprising of affordable residential accommodation. |  |  |  | Residential (inc. student accomodation) |  | New Build |  |  |  | 19384 |  |  | 19384 | [7 empty] | 25 | 25 |  |  |  | Arup |  |  |  |  | Project 22 | 100% | 1
18 Blackfriars Road - Stamford Building | Assessment 1 - no decarbonisation | 714 | Southwark | SE1 9JU | 23/AP/1854 | Planning Portal | Erection of ground plus 3-storey podium (retail, leisure), 2 basement levels. 2 residential buildings of 22 and 40 storeys above podium. | 2023-07-04 |  |  | Residential (inc. student accomodation) |  | New Build |  |  |  | 39578 |  |  | 39578 | [7 empty] | 42 | 40 |  |  |  | Arup |  |  |  |  | Project 23 | 100% | 1 | 32.78%
18 Blackfriars Road - Stamford Building | Assessment 2 - decarbonisation |  | Southwark | SE1 9JU | 23/AP/1854 | Planning Portal | Erection of ground plus 3-storey podium (retail, leisure), 2 basement levels. 2 residential buildings of 22 and 40 storeys above podium. | 2023-07-04 |  |  | Residential (inc. student accomodation) |  | New Build |  |  |  | 39578 |  |  | 39578 | [7 empty] | 42 | 40 |  |  |  | Arup |  |  |  |  | Project 23 | 100% | 1
181 Talgarth Road | Assessment 1 - no decarbonisation | 1184 | Hammersmith and Fulham | W6 8DN | 2021/03561/FUL | Planning Portal | Currently clear site, erection of two buildings | 2021-11-04 | 2022-08-11 |  | Residential (inc. student accomodation) |  | New Build |  |  |  | 16943 |  |  | 16943 | [7 empty] | 16 | 16 |  |  |  | Stroma |  |  |  |  | Project 24 | 100% | 1 | 65.52%
181 Talgarth Road | Assessment 2 - decarbonisation | 374 | Hammersmith and Fulham | W6 8DN | 2021/03561/FUL | Planning Portal | Currently clear site, erection of two buildings | 2021-11-04 | 2022-08-11 |  | Residential (inc. student accomodation) |  | New Build |  |  |  | 16943 |  |  | 16943 | [7 empty] | 16 | 16 |  |  |  | Stroma |  |  |  |  | Project 24 | 100% | 1 | 38.84%
18-20 Savile Row | Assessment 1 - no decarbonisation | 152 | Westminster | W1S 3PW | 22/03276/FULL | Planning Portal | Demolition of all existing buildings, excavation to deepen existing basement, and redevelopment to provide an eight storey building plus one storey basement comprising flexible retail (Class E(a)) and/or restaurant (Class E(b)) floorspace and tailoring floorspace (Class E(a), Class E(g)(ii) & Class E(g)(iii)) at part ground floor; and office floorspace (Class E(g)(i)) at part ground and on all upper floors; external terraces and associated hard and soft landscaping; cycle parking; replacement of commemorative plaque and other associated works. ¦ Development Site At 18 - 20 Savile Row London | 2022-05-16 | 2024-03-02 | Not granted | Office & Retail | No | New Build | 1950s | Not listed | 7684 | 8724 | 7684 | 13.53% | 8724 | New and retained basement | Reinforced Concrete | Steel | RC Cores / shear walls | RC Cores / shear walls |  | 9 | 9 | 8 | 8 |  |  | Norman, Disney & Young | Elliot Wood | Norman, Disney & Young | Fathom | One Click LCA |  | 100% | 1 | 0.10556
18-20 Savile Row | Assessment 2 - decarbonisation |  | Westminster | W1S 3PW | 22/03276/FULL | Planning Portal | Demolition of all existing buildings, excavation to deepen existing basement, and redevelopment to provide an eight storey building plus one storey basement comprising flexible retail (Class E(a)) and/or restaurant (Class E(b)) floorspace and tailoring floorspace (Class E(a), Class E(g)(ii) & Class E(g)(iii)) at part ground floor; and office floorspace (Class E(g)(i)) at part ground and on all upper floors; external terraces and associated hard and soft landscaping; cycle parking; replacement of commemorative plaque and other associated works. ¦ Development Site At 18 - 20 Savile Row London | 2022-05-16 | 2024-03-02 | Not granted | Office & Retail | No | New Build | 1950s | Not listed | 7684 | 8724 | 7684 | 13.53% | 8724 | New and retained basement | Reinforced Concrete | Steel | RC Cores / shear walls | RC Cores / shear walls |  | 9 | 9 | 8 | 8 |  |  | Norman, Disney & Young | Elliot Wood | Norman, Disney & Young | Fathom | One Click LCA |  | 100% | 1
19-35 Baker Street | Assessment 1 - no decarbonisation |  | Westminster | W1U 6DD | 16/11376/FULL | Planning Portal | Demolition of the existing buildings at 19-35 Baker Street, 88-110 George Street, 69-71 Blandford Street and redevelopment to create a mixed use scheme providing offices (Class B1), retail (Class A1 and flexible Class A1/A3 units) and up to 51 residential units (Class C3) within a new ground plus nine storey building (and an enclosed plant area) on Baker Street; a new stepped ground plus four to ground plus six storey building on George Street; refurbishment, Refurbishment and the change of use of the first floor from office to residential at 30 Gloucester Place; creation of a single storey basement level linking the Baker Street and George Street buildings to provide car and cycle parking, refuse and servicing; creation of a new central, publically accessible courtyard; removal of 5 trees and replacement trees across the site, a new publically accessible route at ground level connecting Baker Street and Gloucester Place; associated plant, landscaping, replacement pavements in part and other associated works. (Linked application 16/11377/LBC) (Revised scheme i. Stepping back at level 8 and above to Baker Street building. ii. Details of buidling line of Baker Street building. iii. Details of servicing arrangements. iv. Details of distribution of Class A1 and A3 uses within the scheme) | 2016-11-29 | 2019-03-27 | Granted | Office, Retail & Residential |  | New Build | 1970s |  | 20087 | 49561 |  | 146.7% | 29474 | New | [6 empty] | 10 | 9 |  |  |  | Arup | AKT II | Arup | Hopkins Architects |  | Project 25 | 100% | 1
19-35 Baker Street | Assessment 2 - decarbonisation |  | Westminster | W1U 6DD | 16/11376/FULL | Planning Portal | Demolition of the existing buildings at 19-35 Baker Street, 88-110 George Street, 69-71 Blandford Street and redevelopment to create a mixed use scheme providing offices (Class B1), retail (Class A1 and flexible Class A1/A3 units) and up to 51 residential units (Class C3) within a new ground plus nine storey building (and an enclosed plant area) on Baker Street; a new stepped ground plus four to ground plus six storey building on George Street; refurbishment, Refurbishment and the change of use of the first floor from office to residential at 30 Gloucester Place; creation of a single storey basement level linking the Baker Street and George Street buildings to provide car and cycle parking, refuse and servicing; creation of a new central, publically accessible courtyard; removal of 5 trees and replacement trees across the site, a new publically accessible route at ground level connecting Baker Street and Gloucester Place; associated plant, landscaping, replacement pavements in part and other associated works. (Linked application 16/11377/LBC) (Revised scheme i. Stepping back at level 8 and above to Baker Street building. ii. Details of buidling line of Baker Street building. iii. Details of servicing arrangements. iv. Details of distribution of Class A1 and A3 uses within the scheme) | 2016-11-29 | 2019-03-27 | Granted | Office, Retail & Residential |  | New Build | 1970s |  | 20087 | 49561 |  | 146.7% | 29474 | New | [6 empty] | 10 | 9 |  |  |  | Arup | AKT II | Arup | Hopkins Architects |  | Project 25 | 100% | 1
19-35 Sylvan Grove | Assessment 1 - no decarbonisation | 375 | Southwark | SE15 1PD | 23/AP/0582 | Planning Portal | 2 buildings of up to 7 storeys and 34 storeys. Partial demolition, erection of new mixed-use building. | 2023-03-02 |  | Pending | Residential (inc. student accomodation) |  | Heavy Refurbishment | 1920s | Not listed | 2154 | 27476 | 1720 | 1176% | 27042 | New | Masonry and steel | Reinforced Concrete | Moment frame | Cores and bracing | Load balancing at all levels | 2 | 36 | 35 |  | 36 |  | Introba | Civic Engineers |  | TP Bennett |  | Project 26 | 79.85% | 3 | 26.24%
19-35 Sylvan Grove | Assessment 2 - decarbonisation |  | Southwark | SE15 1PD | 23/AP/0582 | Planning Portal | 2 buildings of up to 7 storeys and 34 storeys. Partial demolition, erection of new mixed-use building. | 2023-03-02 |  | Pending | Residential (inc. student accomodation) |  | Heavy Refurbishment | 1920s | Not listed | 2154 | 27476 | 1720 | 1176% | 27042 | New | Masonry and steel | Reinforced Concrete | Moment frame | Cores and bracing | Load balancing at all levels | 2 | 36 | 35 |  | 36 |  | Introba | Civic Engineers |  | TP Bennett |  | Project 26 | 79.85% | 3
2 Trafalgar Way | Assessment 1 - no decarbonisation |  | Tower Hamlets | E14 5SP | 20/01402/A2 | Planning Portal | Redevelopment of the site to provide a new mixed use building including student accommodation units and associated uses | 2020-07-02 | 2022-06-30 |  | Residential (inc. student accomodation) |  | New Build | [6 empty] | 0 | [7 empty] | 48 | 46 | [8 empty] | Project 29 | 100% | 1
2 Trafalgar Way | Assessment 2 - decarbonisation |  | Tower Hamlets | E14 5SP | 20/01402/A2 | Planning Portal | Redevelopment of the site to provide a new mixed use building including student accommodation units and associated uses | 2020-07-02 | 2022-06-30 |  | Residential (inc. student accomodation) |  | New Build | [6 empty] | 0 | [7 empty] | 48 | 46 | [8 empty] | Project 29 | 100% | 1
20 Giltspur Street | Assessment 1 - no decarbonisation | 1560 | City of London | EC1A 9DD | 22/00867/FULMAJ | Planning Portal | Alteration and Refurbishment of existing building. Infill Refurbishments at upper levels (uppermost floor extended to area of lower floors) . Altered and additional entrances. Altered plant enclosure. Façade alterations. | 2022-09-12 | 2022-12-12 |  | Office | No | Heavy Refurbishment | 2000s | Not listed | 8734 | 11184 | 2023.6 | 28.05% | 4473.6 | No new basement | Steel | Steel | RC Cores / shear walls | RC Cores / shear walls | Load balancing at all levels | 7 | 6 | 6 |  |  | None required | Norman Disney & Young | Elliot Wood | Norman, Disney & Young | Buckley Gray Yeoman |  | Project 30 | 23.17% | 3 | 66.19%
20 Giltspur Street | Assessment 2 - decarbonisation |  | City of London | EC1A 9DD | 22/00867/FULMAJ | Planning Portal | Alteration and Refurbishment of existing building. Infill Refurbishments at upper levels (uppermost floor extended to area of lower floors) . Altered and additional entrances. Altered plant enclosure. Façade alterations. | 2022-09-12 | 2022-12-12 |  | Office | No | Heavy Refurbishment | 2000s | Not listed | 8734 | 11184 | 2023.6 | 28.05% | 4473.6 | No new basement | Steel | Steel | RC Cores / shear walls | RC Cores / shear walls | Load balancing at all levels | 7 | 6 | 6 |  |  | None required | Norman Disney & Young | Elliot Wood | Norman, Disney & Young | Buckley Gray Yeoman |  | Project 30 | 23.17% | 3
216-220 Blackfriars Road | Assessment 1 - no decarbonisation | 3296 | Southwark | SE1 9JU | 20/AP/3250 | Planning Portal | Part 22 and part15 storeys + 3 basement levels, | 2020-11-03 | 2022-07-20 |  | Commercial & Residential |  | New Build |  |  |  | 40097 |  |  | 40097 | [7 empty] | 25 | 22 |  |  |  | WSP |  |  |  |  | Project 31 | 100% | 1 | 83.09%
216-220 Blackfriars Road | Assessment 2 - decarbonisation | 1954 | Southwark | SE1 9JU | 20/AP/3250 | Planning Portal | Part 22 and part15 storeys + 3 basement levels, | 2020-11-03 | 2022-07-20 |  | Commercial & Residential |  | New Build |  |  |  | 40097 |  |  | 40097 | [7 empty] | 25 | 22 |  |  |  | WSP |  |  |  |  | Project 31 | 100% | 1 | 74.41%
2-3 Finsbury Avenue | Assessment 1 - no decarbonisation |  | City of London | EC2M 2PA | 20/00869/FULEIA | Planning Portal | Demolition of existing buildings and new building with 3 basement levels and ground plus 37 storeys. | 2020-11-04 | 2021-08-19 |  | Office |  | New Build |  |  |  | 105733 |  |  | 105733 | [7 empty] | 40 | 37 |  |  |  | Atelier Ten |  |  |  |  | Project 32 | 100% | 1
2-3 Finsbury Avenue | Assessment 2 - decarbonisation |  | City of London | EC2M 2PA | 20/00869/FULEIA | Planning Portal | Demolition of existing buildings and new building with 3 basement levels and ground plus 37 storeys. | 2020-11-04 | 2021-08-19 |  | Office |  | New Build |  |  |  | 105733 |  |  | 105733 | [7 empty] | 40 | 37 |  |  |  | Atelier Ten |  |  |  |  | Project 32 | 100% | 1
25 Mandela Way | Assessment 1 - no decarbonisation | 327 | Southwark | SE1 5SZ | 23/AP/0950 | Planning Portal | Up to 4-storey building. | 2023-04-04 |  |  | Industrial |  | New Build |  |  |  | 15118 |  |  | 15118 | [7 empty] | 4 | 4 |  |  |  | ADW Development |  |  |  |  | Project 33 | 100% | 1 | 25.15%
25 Mandela Way | Assessment 2 - decarbonisation |  | Southwark | SE1 5SZ | 23/AP/0950 | Planning Portal | Up to 4-storey building. | 2023-04-04 |  |  | Industrial |  | New Build |  |  |  | 15118 |  |  | 15118 | [7 empty] | 4 | 4 |  |  |  | ADW Development |  |  |  |  | Project 33 | 100% | 1
257-283 Ilderton Road | Assessment 1 - no decarbonisation | 259 | Southwark | SE15 1EZ | 23/AP/1317 | Planning Portal | 30-storey accommodation block and 10-storey storage facility.Plants on roof | 2023-05-09 |  |  | Residential (inc. student accomodation) |  | New Build |  |  |  | 29541 |  |  | 29541 | [7 empty] | 30 | 30 |  |  |  | Atelier Ten |  |  |  |  | Project 34 | 100% | 1 | 22.58%
257-283 Ilderton Road | Assessment 2 - decarbonisation |  | Southwark | SE15 1EZ | 23/AP/1317 | Planning Portal | 30-storey accommodation block and 10-storey storage facility.Plants on roof | 2023-05-09 |  |  | Residential (inc. student accomodation) |  | New Build |  |  |  | 29541 |  |  | 29541 | [7 empty] | 30 | 30 |  |  |  | Atelier Ten |  |  |  |  | Project 34 | 100% | 1
26 To 46 Lisson Grove | Assessment 1 - no decarbonisation | 883 | Westminster | NW1 6TT | 22/05145/FULL | Planning Portal | Reuse part of existing basement | 2022-07-28 | 2023-01-06 |  | Office & Retail | No | Substructure and/or Façade Retained | 1960s | Not listed | 6192 | 10624 | 4404 | 71.58% | 8836 | No new basement | [5 empty] | 5 | 8 | 7 | 3 |  |  | Sweco |  |  |  |  | Project 35 | 71.12% | 2 | 39.6%
26 To 46 Lisson Grove | Assessment 2 - decarbonisation |  | Westminster | NW1 6TT | 22/05145/FULL | Planning Portal | Reuse part of existing basement | 2022-07-28 | 2023-01-06 |  | Office & Retail | No | Substructure and/or Façade Retained | 1960s | Not listed | 6192 | 10624 | 4404 | 71.58% | 8836 | No new basement | [5 empty] | 5 | 8 | 7 | 3 |  |  | Sweco |  |  |  |  | Project 35 | 71.12% | 2
302-312 Stratford High Street | Assessment 1 - no decarbonisation | 1168 | London Legacy Development Corporation | E15 1AJ | 22/00098/FUL | Planning Portal | Demolition of existing buildings and redevelopment of the site to provide a part 12, part 25 storey building (plus 2 basement levels) for a mixed-use development comprising 465 student accommodation rooms (Sui Generis), 786sqm workspace (Class E), a new public house consisting of 141sqm (Sui Generis) with hard and soft landscaping, public realm improvements including enhancements to the Channelsea River, a new vehicular access, parking and associated works. This application is accompanied by an Environmental Statement (ES) (dated February 2022) submitted pursuant to the Town and Country Planning (Environmental Impact Assessment) Regulations (2017), as amended | 2022-03-16 | 2023-05-22 | Granted | Commercial & Residential | No | New Build | 1930s | Not listed | 1337 | 16203 | 1337 | 1112% | 16203 | New | [5 empty] | 3 | 27 | 25 | 27 |  |  | Elementa | Meinhardt | Meinhardt | Henley Halebrown | One Click LCA | Project 36 | 100% | 1 | 57.71%
302-312 Stratford High Street | Assessment 2 - decarbonisation |  | London Legacy Development Corporation | E15 1AJ | 22/00098/FUL | Planning Portal | Demolition of existing buildings and redevelopment of the site to provide a part 12, part 25 storey building (plus 2 basement levels) for a mixed-use development comprising 465 student accommodation rooms (Sui Generis), 786sqm workspace (Class E), a new public house consisting of 141sqm (Sui Generis) with hard and soft landscaping, public realm improvements including enhancements to the Channelsea River, a new vehicular access, parking and associated works. This application is accompanied by an Environmental Statement (ES) (dated February 2022) submitted pursuant to the Town and Country Planning (Environmental Impact Assessment) Regulations (2017), as amended | 2022-03-16 | 2023-05-22 | Granted | Commercial & Residential | No | New Build | 1930s | Not listed | 1337 | 16203 | 1337 | 1112% | 16203 | New | [5 empty] | 3 | 27 | 25 | 27 |  |  | Elementa | Meinhardt | Meinhardt | Henley Halebrown | One Click LCA | Project 36 | 100% | 1
330 Grays Inn Road | Assessment 1 - no decarbonisation | 1216 | Camden | WC1X 8DA | 2023/0904/P | Planning Portal | Retention of an existing building with a two storey Refurbishment, and demolition of all other buildings | 2023-03-03 |  | Pending | Office, Retail & Residential | Yes | Heavy Refurbishment | 1870s | Not listed | 12811 | 35681 | 12097.38 | 178.5% | 34967.38 | New and retained basement | Masonry and steel | Reinforced Concrete | RC Cores / shear walls | RC Cores / shear walls | Load balancing at foundations | 3 | 2 | 5 | 2 | 15 |  | XCO2 | WSP |  | Allford Hall Monaghan Morris | One Click LCA | Project 37 | 94.43% | 3 | 49.73%
330 Grays Inn Road | Assessment 2 - decarbonisation |  | Camden | WC1X 8DA | 2023/0904/P | Planning Portal | Retention of an existing building with a two storey Refurbishment, and demolition of all other buildings | 2023-03-03 |  | Pending | Office, Retail & Residential | Yes | Heavy Refurbishment | 1870s | Not listed | 12811 | 35681 | 12097.38 | 178.5% | 34967.38 | New and retained basement | Masonry and steel | Reinforced Concrete | RC Cores / shear walls | RC Cores / shear walls | Load balancing at foundations | 3 | 2 | 5 | 2 | 15 |  | XCO2 | WSP |  | Allford Hall Monaghan Morris | One Click LCA | Project 37 | 94.43% | 3
334-348 Oxford Street | Assessment 1 - no decarbonisation | 2843 | Westminster | W1C 1JG | 21/05110/FULL | Planning Portal | Alterations and Refurbishments to, and partial demolition of, existing building to provide partly extended and refurbished, and partly new, building comprising deepened basement, ground, and nine upper floors | 2021-07-26 | 2022-03-01 | Granted | Office & Retail | No | Heavy Refurbishment | 1970s | Not listed | 33632 | 43040 | 0 | 27.97% | 9408 | New and retained basement | [5 empty] | 8 | 11 | 10 | 3 |  |  | Atelier Ten | AKT II | Atelier Ten | Allford Hall Monaghan Morris | One Click LCA | Project 38 | 0% | 3 | 74.48%
334-348 Oxford Street | Assessment 2 - decarbonisation | 1364 | Westminster | W1C 1JG | 21/05110/FULL | Planning Portal | Alterations and Refurbishments to, and partial demolition of, existing building to provide partly extended and refurbished, and partly new, building comprising deepened basement, ground, and nine upper floors | 2021-07-26 | 2022-03-01 | Granted | Office & Retail | No | Heavy Refurbishment | 1970s | Not listed | 33632 | 43040 | 0 | 27.97% | 9408 | New and retained basement | [5 empty] | 8 | 11 | 10 | 3 |  |  | Atelier Ten | AKT II | Atelier Ten | Allford Hall Monaghan Morris | One Click LCA | Project 38 | 0% | 3 | 59%
38-42 Southwark Bridge Road | Assessment 1 - no decarbonisation | 556 | Southwark | SE1 9EJ | 22/AP/4006 | Planning Portal |  | 2022-11-23 |  |  | Office |  | New Build |  |  |  | 16870 |  |  | 16870 | [7 empty] | 7 | 7 |  |  |  | Arup |  |  |  |  | Project 39 | 100% | 1 | 30.18%
38-42 Southwark Bridge Road | Assessment 2 - decarbonisation |  | Southwark | SE1 9EJ | 22/AP/4006 | Planning Portal |  | 2022-11-23 |  |  | Office |  | New Build |  |  |  | 16870 |  |  | 16870 | [7 empty] | 7 | 7 |  |  |  | Arup |  |  |  |  | Project 39 | 100% | 1
38-70 Baker Street | Assessment 1 - no decarbonisation | 899 | Westminster | W1U 7BT | 22/08200/FULL | Planning Portal | Reuse of existing basement | 2022-12-01 |  |  | Commercial & Residential | No | Substructure and/or Façade Retained | 1950s | Not listed | 19618 | 33223 | 19618 | 69.35% | 33223 | No new basement | [5 empty] | 7 | 10 | 9 | 3 |  |  | Buro Happold |  |  |  |  | Project 40 | 100% | 2 | 51.43%
38-70 Baker Street | Assessment 2 - decarbonisation |  | Westminster | W1U 7BT | 22/08200/FULL | Planning Portal | Reuse of existing basement | 2022-12-01 |  |  | Commercial & Residential | No | Substructure and/or Façade Retained | 1950s | Not listed | 19618 | 33223 | 19618 | 69.35% | 33223 | No new basement | [5 empty] | 7 | 10 | 9 | 3 |  |  | Buro Happold |  |  |  |  | Project 40 | 100% | 2
45 Hornsey Road | Assessment 1 - no decarbonisation | 743 | Islington | N7 7DD | P2022/1943/FUL | Planning Portal | Demolition of existing building and structure and erection of 12-storey building and refurb. of railway arches | 2022-05-25 | 2023-07-18 |  | Residential (inc. student accomodation) |  | New Build |  |  |  | 9983 |  |  | 9983 | [7 empty] | 12 | 12 |  |  |  | Energist |  |  |  |  | Project 41 | 100% | 1 | 45.36%
45 Hornsey Road | Assessment 2 - decarbonisation | 410 | Islington | N7 7DD | P2022/1943/FUL | Planning Portal | Demolition of existing building and structure and erection of 12-storey building and refurb. of railway arches | 2022-05-25 | 2023-07-18 |  | Residential (inc. student accomodation) |  | New Build |  |  |  | 9983 |  |  | 9983 | [7 empty] | 12 | 12 |  |  |  | Energist |  |  |  |  | Project 41 | 100% | 1 | 31.44%
458 Oxford Street | Assessment 1 - no decarbonisation | 1333 | Westminster | W1C 1AP | 21/04502/FULL | Planning Portal |  | 2021-07-02 | 2022-03-07 |  | Office |  | New Build |  |  |  | 60777 |  |  | 60777 | [7 empty] | 11 | 9 |  |  |  | Arup | Arup | Arup | Pilbrow & Partners | One Click LCA | Project 42 | 100% | 1 | 62.82%
458 Oxford Street | Assessment 2 - decarbonisation |  | Westminster | W1C 1AP | 21/04502/FULL | Planning Portal |  | 2021-07-02 | 2022-03-07 |  | Office |  | New Build |  |  |  | 60777 |  |  | 60777 | [7 empty] | 11 | 9 |  |  |  | Arup | Arup | Arup | Pilbrow & Partners | One Click LCA | Project 42 | 100% | 1
47-50 Mark Lane | Assessment 1 - no decarbonisation | 119 | City of London | EC3R 7QQ | 22/01245/FULMAJ | Planning Portal | Demolition of existing buildings and structures, retention of existing basement, construction of new ground plus 11-storey building with plant above. | 2022-12-21 | 2023-03-22 |  | Office | No | Substructure and/or Façade Retained | 1960s | Not listed | 16523 | 30218 | 16523 | 82.88% | 30218 | No new basement | [6 empty] | 11 | 11 | 11 |  |  | GXN Innovation | AKT II | Atelier Ten | Orms Designers and Architects | One Click LCA | Project 43 | 100% | 2 | 10%
47-50 Mark Lane | Assessment 2 - decarbonisation |  | City of London | EC3R 7QQ | 22/01245/FULMAJ | Planning Portal | Demolition of existing buildings and structures, retention of existing basement, construction of new ground plus 11-storey building with plant above. | 2022-12-21 | 2023-03-22 |  | Office | No | Substructure and/or Façade Retained | 1960s | Not listed | 16523 | 30218 | 16523 | 82.88% | 30218 | No new basement | [6 empty] | 11 | 11 | 11 |  |  | GXN Innovation | AKT II | Atelier Ten | Orms Designers and Architects | One Click LCA | Project 43 | 100% | 2
55 Gracechurch Street | Assessment 1 - no decarbonisation | 429 | City of London | EC3V 0EE | 20/00671/FULEIA | Planning Portal | Demolition of existing buildings. New building with basement levels and ground floor plus 29 storeys. | 2020-08-24 | 2021-01-26 |  | Office |  | New Build |  |  |  | 33202 |  |  | 33202 | [7 empty] | 32 | 29 |  |  |  | TFT |  |  |  |  | Project 47 | 100% | 1 | 28.19%
55 Gracechurch Street | Assessment 2 - decarbonisation | 148 | City of London | EC3V 0EE | 20/00671/FULEIA | Planning Portal | Demolition of existing buildings. New building with basement levels and ground floor plus 29 storeys. | 2020-08-24 | 2021-01-26 |  | Office |  | New Build |  |  |  | 33202 |  |  | 33202 | [7 empty] | 32 | 29 |  |  |  | TFT |  |  |  |  | Project 47 | 100% | 1 | 11.93%
61 - 65 Holborn Viaduct London EC1A 2FD | Assessment 1 - no decarbonisation | 1014 | City of London | EC1A 2DE | 21/00781/FULMAJ | Planning Portal | Erection of new ground plus 12-storey building with 2 basement levels, existing single storey basement wall is re-used | 2021-09-13 | 2022-02-01 |  | Residential (inc. student accomodation) |  | New Build |  |  |  | 20463 |  |  | 20463 | [7 empty] | 14 | 12 |  |  |  | Hodkinson |  |  |  |  | Project 48 | 100% | 1 | 45.63%
61 - 65 Holborn Viaduct London EC1A 2FD | Assessment 2 - decarbonisation | 336 | City of London | EC1A 2DE | 21/00781/FULMAJ | Planning Portal | Erection of new ground plus 12-storey building with 2 basement levels, existing single storey basement wall is re-used | 2021-09-13 | 2022-02-01 |  | Residential (inc. student accomodation) |  | New Build |  |  |  | 20463 |  |  | 20463 | [7 empty] | 14 | 12 |  |  |  | Hodkinson |  |  |  |  | Project 48 | 100% | 1 | 21.75%
6-12 Verney Road | Assessment 1 - no decarbonisation | 315 | Southwark | SE16 3FN | 23/AP/0948 | Planning Portal | Up to 4-storey building. | 2023-04-05 |  |  | Industrial |  | New Build |  |  |  | 20864 |  |  | 20864 | [7 empty] | 4 | 4 |  |  |  | Insignis |  |  |  |  | Project 49 | 100% | 1 | 22.04%
6-12 Verney Road | Assessment 2 - decarbonisation |  | Southwark | SE16 3FN | 23/AP/0948 | Planning Portal | Up to 4-storey building. | 2023-04-05 |  |  | Industrial |  | New Build |  |  |  | 20864 |  |  | 20864 | [7 empty] | 4 | 4 |  |  |  | Insignis |  |  |  |  | Project 49 | 100% | 1
63 - 66 Coleman Street | Assessment 1 - no decarbonisation | 347 | City of London | EC2R 5AN | 21/00694/FULMAJ | Planning Portal | Front façade retention | 2021-08-09 | 2022-12-14 |  | Office & Retail | No | Substructure and/or Façade Retained | 1870s | Not listed | 3851 | 5220 | 3851 | 35.55% | 5220 | [6 empty] | 8 | 10 | 9 | 2 |  |  | FLATT | Heyne Tillet Steel | FLATT | Emrys Architects | One Click LCA | Project 50 | 100% | 2 | 31.07%
63 - 66 Coleman Street | Assessment 2 - decarbonisation |  | City of London | EC2R 5AN | 21/00694/FULMAJ | Planning Portal | Front façade retention | 2021-08-09 | 2022-12-14 |  | Office & Retail | No | Substructure and/or Façade Retained | 1870s | Not listed | 3851 | 5220 | 3851 | 35.55% | 5220 | [6 empty] | 8 | 10 | 9 | 2 |  |  | FLATT | Heyne Tillet Steel | FLATT | Emrys Architects | One Click LCA | Project 50 | 100% | 2
63 New Bond Street | Assessment 1 - no decarbonisation | 830 | Westminster | W1S 1RJ | 23/08027/FULL | Planning Portal | Alteration and extension of the existing buildings, including partial demolition and retention and retrofit to provide a building with basement, ground and ten upper floors, setback at fifth to eighth floors with terraces, setback at ninth floor with terrace and plant, and a roof terrace with lift over run and pavilion at the tenth floor, with satellite dish, green roof and solar photo voltaic panels on its roof, and associated works, to provide for retail (Class E (a)) and office (Class E(g)(i)) uses together with associated ancillary spaces to those uses. ¦ Fenwicks 58 - 63 New Bond Street London W1S 1RJ | 2023-11-20 | 2024-03-02 | Granted | Office & Retail | No | Heavy Refurbishment | 1800s | Not listed | 15079 | 18617 |  | 23.46% | 3538 | New and retained basement | Masonry and steel | Reinforced Concrete | RC Cores / shear walls | RC Cores / shear walls | Capacity enhancement | 7 | 4 | 6 | 4 |  |  | Buro Happold | Buro Happold | Buro Happold | Foster + Partners | One Click LCA |  | 0% | 3 | 0.51046
63 New Bond Street | Assessment 2 - decarbonisation |  | Westminster | W1S 1RJ | 23/08027/FULL | Planning Portal | Alteration and extension of the existing buildings, including partial demolition and retention and retrofit to provide a building with basement, ground and ten upper floors, setback at fifth to eighth floors with terraces, setback at ninth floor with terrace and plant, and a roof terrace with lift over run and pavilion at the tenth floor, with satellite dish, green roof and solar photo voltaic panels on its roof, and associated works, to provide for retail (Class E (a)) and office (Class E(g)(i)) uses together with associated ancillary spaces to those uses. ¦ Fenwicks 58 - 63 New Bond Street London W1S 1RJ | 2023-11-20 | 2024-03-02 | Granted | Office & Retail | No | Heavy Refurbishment | 1800s | Not listed | 15079 | 18617 |  | 23.46% | 3538 | New and retained basement | Masonry and steel | Reinforced Concrete | RC Cores / shear walls | RC Cores / shear walls | Capacity enhancement | 7 | 4 | 6 | 4 |  |  | Buro Happold | Buro Happold | Buro Happold | Foster + Partners | One Click LCA |  | 0% | 3
65 Gresham St | Assessment 1 - no decarbonisation | 514 | City of London | EC2V 7NQ | 22/00848/FULMAJ | Planning Portal | Horizontal Refurbishment at 8th and 9th floor levels and three-storey vertical Refurbishment plus plant enclosure to create Class E floorspace; alterations and refurbishment to existing windows and facades; structural alterations and repositioning of cores; creation of new and refurbished entrances on Gresham Street and at the junction of Aldermanbury and Love Lane; creation of inset balconies; creation of roof terraces at levels 8, 10 and 12; removal and replacement of plant and installation of PV; public realm improvements for new hard and soft landscaping; removal of ground floor mezzanine level facilitating the provision of retail frontages and retail units to Aldermanbury; provision of cycle storage and other works incidental to the development. ¦ 65 Gresham Street London EC2V 7NQ | 2022-09-07 |  | Pending | Office | No | Heavy Refurbishment | 2000s | Not listed | 41136 | 54290 | 0 | 31.98% | 13154 | No new basement | [5 empty] | 12 | 17 | 14 | 5 | 2 |  | Longevity Partners | Buro Happold | Atelier Ten | Squire and Partners | One Click LCA | Project 51 | 0% | 3 | 49.76%
65 Gresham St | Assessment 2 - decarbonisation |  | City of London | EC2V 7NQ | 22/00848/FULMAJ | Planning Portal | Horizontal Refurbishment at 8th and 9th floor levels and three-storey vertical Refurbishment plus plant enclosure to create Class E floorspace; alterations and refurbishment to existing windows and facades; structural alterations and repositioning of cores; creation of new and refurbished entrances on Gresham Street and at the junction of Aldermanbury and Love Lane; creation of inset balconies; creation of roof terraces at levels 8, 10 and 12; removal and replacement of plant and installation of PV; public realm improvements for new hard and soft landscaping; removal of ground floor mezzanine level facilitating the provision of retail frontages and retail units to Aldermanbury; provision of cycle storage and other works incidental to the development. ¦ 65 Gresham Street London EC2V 7NQ | 2022-09-07 |  | Pending | Office | No | Heavy Refurbishment | 2000s | Not listed | 41136 | 54290 | 0 | 31.98% | 13154 | No new basement | [5 empty] | 12 | 17 | 14 | 5 | 2 |  | Longevity Partners | Buro Happold | Atelier Ten | Squire and Partners | One Click LCA | Project 51 | 0% | 3
7 Brannan Street | Assessment 1 - no decarbonisation |  | Tower Hamlets | E14 9ZR | [15 empty] | 0 | [17 empty] | Project 52 |  | 0
7 Brannan Street | Assessment 2 - decarbonisation |  | Tower Hamlets | E14 9ZR | [15 empty] | 0 | [17 empty] | Project 52 |  | 0
7 Millbank | Assessment 1 - no decarbonisation | 995 | Westminster | SW1P 3JA | 21/01508/FULL | Planning Portal |  | 2021-03-10 | 2022-02-08 |  | Office |  | New Build |  |  |  | 19414 |  |  | 19414 | [7 empty] | 10 | 8 |  |  |  | Hilson Moran |  |  |  |  | Project 53 | 100% | 1 | 39.61%
7 Millbank | Assessment 2 - decarbonisation | 411 | Westminster | SW1P 3JA | 21/01508/FULL | Planning Portal |  | 2021-03-10 | 2022-02-08 |  | Office |  | New Build |  |  |  | 19414 |  |  | 19414 | [7 empty] | 10 | 8 |  |  |  | Hilson Moran |  |  |  |  | Project 53 | 100% | 1 | 24.46%
70 Gracechurch Street | Assessment 1 - no decarbonisation | 685 | City of London | EC3V 0XL | 20/00671/FULEIA | Planning Portal | Demolition of existing buildings. New building with basement levels and ground floor plus 33 storeys | 2020-10-13 | 2021-09-29 |  | Office |  | New Build |  |  |  | 60616 |  |  | 60616 | [7 empty] | 37 | 33 |  |  |  | TFT |  |  |  |  | Project 54 | 100% | 1 | 27.87%
70 Gracechurch Street | Assessment 2 - decarbonisation | 221 | City of London | EC3V 0XL | 20/00671/FULEIA | Planning Portal | Demolition of existing buildings. New building with basement levels and ground floor plus 33 storeys | 2020-10-13 | 2021-09-29 |  | Office |  | New Build |  |  |  | 60616 |  |  | 60616 | [7 empty] | 37 | 33 |  |  |  | TFT |  |  |  |  | Project 54 | 100% | 1 | 11.08%
747-759 & 765-775 Old Kent Road | Assessment 1 - no decarbonisation | 279 | Southwark | SE15 1NZ | 23/AP/1862 | Planning Portal | Building A: 33 storeys + basement. B: 19 storeys. C: 15 storeys. D: 20 storeys | 2023-07-03 |  |  | Residential (inc. student accomodation) |  | New Build |  |  |  | 51386 |  |  | 51386 | [7 empty] | 35 | 33 |  |  |  | Whitecode |  |  |  |  | Project 55 | 100% | 1 | 27.01%
747-759 & 765-775 Old Kent Road | Assessment 2 - decarbonisation |  | Southwark | SE15 1NZ | 23/AP/1862 | Planning Portal | Building A: 33 storeys + basement. B: 19 storeys. C: 15 storeys. D: 20 storeys | 2023-07-03 |  |  | Residential (inc. student accomodation) |  | New Build |  |  |  | 51386 |  |  | 51386 | [7 empty] | 35 | 33 |  |  |  | Whitecode |  |  |  |  | Project 55 | 100% | 1
76-78 Upper Ground | Assessment 1 - no decarbonisation | 1120 | Lambeth | SE1 9PZ | 21/01142/FUL | Planning Portal | Refurbishment, partial demolition and Refurbishment of the existing building, 80% retention. New core. Plant on roof extended. | 2021-03-19 | 2021-12-23 |  | Office | No | Heavy Refurbishment | 1980s | Grade II | 27790 | 38840 | 5060 | 39.76% | 16110 | No new basement | [5 empty] | 6 | 7 | 6 | 1 | 4 |  | Watkins Payne | Heyne Tillet Steel | Watkins Payne Partnership | Allford Hall Monaghan Morris | One Click LCA | Project 56 | 18.21% | 3 | 62.82%
76-78 Upper Ground | Assessment 2 - decarbonisation | 305 | Lambeth | SE1 9PZ | 21/01142/FUL | Planning Portal | Refurbishment, partial demolition and Refurbishment of the existing building, 80% retention. New core. Plant on roof extended. | 2021-03-19 | 2021-12-23 |  | Office | No | Heavy Refurbishment | 1980s | Grade II | 27790 | 38840 | 5060 | 39.76% | 16110 | No new basement | [5 empty] | 6 | 7 | 6 | 1 | 4 |  | Watkins Payne | Heyne Tillet Steel | Watkins Payne Partnership | Allford Hall Monaghan Morris | One Click LCA | Project 56 | 18.21% | 3 | 31.51%
79-87 Westminster Bridge Road | Assessment 1 - no decarbonisation | 1024 | Lambeth | SE1 7XT | 20/03539/FUL | Planning Portal | Erection of ground plus 14-storey building and two basement levels | 2020-10-13 |  |  | Hotel |  | New Build |  |  |  | 8529 |  |  | 8529 | [7 empty] | 16 | 14 |  |  |  | Meinhardt |  |  |  |  | Project 57 | 100% | 1 | 54.01%
79-87 Westminster Bridge Road | Assessment 2 - decarbonisation |  | Lambeth | SE1 7XT | 20/03539/FUL | Planning Portal | Erection of ground plus 14-storey building and two basement levels | 2020-10-13 |  |  | Hotel |  | New Build |  |  |  | 8529 |  |  | 8529 | [7 empty] | 16 | 14 |  |  |  | Meinhardt |  |  |  |  | Project 57 | 100% | 1
8 - 12 New Bridge Street | Assessment 1 - no decarbonisation | 782 | City of London | EC4V 6AL | 22/00622/FULMAJ | Planning Portal | Part demolition of Fleet House, full demolition of St Bride's Tavern (basement levels retained). Erection of 8-storey building | 2022-07-07 | 2023-01-31 |  | Office | No | Heavy Refurbishment | 1950s | Not listed | 5612 | 7810 | 1332 | 39.17% | 3530 | No new basement | Reinforced Concrete |  | RC Cores / shear walls | RC Cores / shear walls | Horizontal Refurbishment | 8 | 11 | 10 | 1 | 11 |  | Hoare Lea | AKT II | Hoare Lea | HOK International | One Click LCA | Project 58 | 23.73% | 3 | 33.52%
8 - 12 New Bridge Street | Assessment 2 - decarbonisation | 215 | City of London | EC4V 6AL | 22/00622/FULMAJ | Planning Portal | Part demolition of Fleet House, full demolition of St Bride's Tavern (basement levels retained). Erection of 8-storey building | 2022-07-07 | 2023-01-31 |  | Office | No | Heavy Refurbishment | 1950s | Not listed | 5612 | 7810 | 1332 | 39.17% | 3530 | No new basement | Reinforced Concrete |  | RC Cores / shear walls | RC Cores / shear walls | Horizontal Refurbishment | 8 | 11 | 10 | 1 | 11 |  | Hoare Lea | AKT II | Hoare Lea | HOK International | One Click LCA | Project 58 | 23.73% | 3 | 12.77%
80 Charlotte Street Gallery | Assessment 1 - no decarbonisation |  |  | W1T 4QS | [15 empty] | 0 | [5 empty] | Minimal intervention | [11 empty] | Project 60 |  | 0
80 Charlotte Street Gallery | Assessment 2 - decarbonisation |  |  | W1T 4QS | [15 empty] | 0 | [5 empty] | Minimal intervention | [11 empty] | Project 60 |  | 0
81-103 King's Road | Assessment 1 - no decarbonisation | 1140 | Kensington and Chelsea | SW3 4NX | PP/23/00968 | Planning Portal | Demolition of existing building and redevelopment for new building up to four storeys and basement. 10% basement retained. | 2023-02-07 |  |  | Office | No | Substructure and/or Façade Retained | 1980s | Not listed | 9790 | 16138 | 5831 | 64.84% | 12179 | No new basement | [5 empty] | 5 | 5 | 4 |  |  |  | Ramboll | Robert Bird Group | Ramboll | Pilbrow & Partners | One Click LCA | Project 62 | 59.56% | 2 | 47.76%
81-103 King's Road | Assessment 2 - decarbonisation |  | Kensington and Chelsea | SW3 4NX | PP/23/00968 | Planning Portal | Demolition of existing building and redevelopment for new building up to four storeys and basement. 10% basement retained. | 2023-02-07 |  |  | Office | No | Substructure and/or Façade Retained | 1980s | Not listed | 9790 | 16138 | 5831 | 64.84% | 12179 | No new basement | [5 empty] | 5 | 5 | 4 |  |  |  | Ramboll | Robert Bird Group | Ramboll | Pilbrow & Partners | One Click LCA | Project 62 | 59.56% | 2
85 Gracechurch Street | Assessment 1 - no decarbonisation | 343 | City of London | EC3V 0AA | 22/01155/FULEIA | Planning Portal | Partial demolition of existing building (Gracechurch Street frontage adapted) and the construction of a 32 storey building plus basement levels | 2022-11-30 | 2023-10-11 | Granted | Office & Retail | No | Substructure and/or Façade Retained | 1930s | Not listed | 8035 | 37746 | 8035 | 369.8% | 37746 | New and retained basement | Steel |  |  |  |  | 10 | 37 | 33 | 27 |  |  | Sweco | Robert Bird Group |  | Woods Bagot |  | Project 63 | 100% | 2 | 18.47%
85 Gracechurch Street | Assessment 2 - decarbonisation |  | City of London | EC3V 0AA | 22/01155/FULEIA | Planning Portal | Partial demolition of existing building (Gracechurch Street frontage adapted) and the construction of a 32 storey building plus basement levels | 2022-11-30 | 2023-10-11 | Granted | Office & Retail | No | Substructure and/or Façade Retained | 1930s | Not listed | 8035 | 37746 | 8035 | 369.8% | 37746 | New and retained basement | Steel |  |  |  |  | 10 | 37 | 33 | 27 |  |  | Sweco | Robert Bird Group |  | Woods Bagot |  | Project 63 | 100% | 2
88 Grays Inn Road | Assessment 1 - no decarbonisation | 643 | Camden | WC1X 8AA | 2022/4259/P | Planning Portal | Existing building is being retained and refurbished | 2022-10-11 |  |  | Commercial & Residential | Yes | Retrofit | 1960s | Not listed | 1280 | 1149 | 0 | -10.23% | 0 | No new basement | Reinforced Concrete |  |  |  |  | 4 | 4 | 4 |  | 2 |  | Max Fordham | Heyne Tillet Steel | Max Fordham | Piercy & Company | One Click LCA | Project 64 | 0% | 5 | 53.36%
88 Grays Inn Road | Assessment 2 - decarbonisation |  | Camden | WC1X 8AA | 2022/4259/P | Planning Portal | Existing building is being retained and refurbished | 2022-10-11 |  |  | Commercial & Residential | Yes | Retrofit | 1960s | Not listed | 1280 | 1149 | 0 | -10.23% | 0 | No new basement | Reinforced Concrete |  |  |  |  | 4 | 4 | 4 |  | 2 |  | Max Fordham | Heyne Tillet Steel | Max Fordham | Piercy & Company | One Click LCA | Project 64 | 0% | 5
90 Whitfield | Assessment 1 - no decarbonisation |  |  | W1T 4EZ | [15 empty] | 0 | [17 empty] | Project 66 |  | 0
90 Whitfield | Assessment 2 - decarbonisation |  |  | W1T 4EZ | [15 empty] | 0 | [17 empty] | Project 66 |  | 0
9-10 and 11 Angel Court | Assessment 1 - no decarbonisation | 1238 | City of London | EC2R 7BH | 22/00860/FULMAJ | Planning Portal | Demolition of the existing buildings except 9-10 Angel Court façade (up to 4th floor), new building constructed behind that façade, replica façade of 11 Angel Court up to 3rd floor, over 3 basement levels, ground mezzanine and 9 upper floors plus plant room. | 2022-09-08 | 2023-02-22 |  | Hotel |  | New Build |  |  |  | 4878 |  |  | 4878 | [7 empty] | 12 | 9 |  |  |  | Greengage |  |  |  |  | Project 67 | 100% | 1 | 49.82%
9-10 and 11 Angel Court | Assessment 2 - decarbonisation |  | City of London | EC2R 7BH | 22/00860/FULMAJ | Planning Portal | Demolition of the existing buildings except 9-10 Angel Court façade (up to 4th floor), new building constructed behind that façade, replica façade of 11 Angel Court up to 3rd floor, over 3 basement levels, ground mezzanine and 9 upper floors plus plant room. | 2022-09-08 | 2023-02-22 |  | Hotel |  | New Build |  |  |  | 4878 |  |  | 4878 | [7 empty] | 12 | 9 |  |  |  | Greengage |  |  |  |  | Project 67 | 100% | 1
99 City Road | Assessment 1 - no decarbonisation | 1203 | Islington | EC1Y 9DD | P2023/1070/FUL | Planning Portal | Majority of original foundations kept, new façade, core and column added, ground floor to be set back. 63% retention of existing structure. | 2023-04-17 |  |  | Office & Retail |  | Heavy Refurbishment | 1990s | Not listed | 21667 | 64873 | 8016.79 | 199.4% | 51222.79 |  |  |  |  | RC Cores / shear walls |  | 10 | 36 | 35 |  | 35 |  | Twin and Earth |  |  |  |  | Project 68 | 37% | 3 | 54.93%
99 City Road | Assessment 2 - decarbonisation | 544 | Islington | EC1Y 9DD | P2023/1070/FUL | Planning Portal | Majority of original foundations kept, new façade, core and column added, ground floor to be set back. 63% retention of existing structure. | 2023-04-17 |  |  | Office & Retail |  | Heavy Refurbishment | 1990s | Not listed | 21667 | 64873 | 8016.79 | 199.4% | 51222.79 |  |  |  |  | RC Cores / shear walls |  | 10 | 36 | 35 |  | 35 |  | Twin and Earth |  |  |  |  | Project 68 | 37% | 3
Apollo Business Centre, 158 Trundley's Road | Assessment 1 - no decarbonisation | 1375 | Lewisham | SE8 5JE | DC/23/130258 | Planning Portal | Mixed-use redevelopment of the site for a new building comprising part 10, part 26 storeys. 50% GGBS in superstructure concrete mix | 2023-02-02 |  |  | Commercial & Residential |  | New Build |  |  |  | 23204 |  |  | 23204 | [7 empty] | 27 | 26 |  |  |  | Greengage |  |  |  |  | Project 69 | 100% | 1 | 68.17%
Apollo Business Centre, 158 Trundley's Road | Assessment 2 - decarbonisation |  | Lewisham | SE8 5JE | DC/23/130258 | Planning Portal | Mixed-use redevelopment of the site for a new building comprising part 10, part 26 storeys. 50% GGBS in superstructure concrete mix | 2023-02-02 |  |  | Commercial & Residential |  | New Build |  |  |  | 23204 |  |  | 23204 | [7 empty] | 27 | 26 |  |  |  | Greengage |  |  |  |  | Project 69 | 100% | 1
Borough Triangle Site | Assessment 1 - no decarbonisation | 261 | Southwark | SE1 6BN | 22/AP/3149 | Planning Portal | Demolition of all existing buildings/structures, except 82 and part 83 Borough Road (retained, altered and refurbsihed). Basement construction, 4 new buildings with 5-46 storey heights. | 2022-09-05 |  |  | Office & Retail |  | New Build |  |  |  | 93367 |  |  | 93367 | [7 empty] | 46 | 46 |  |  |  | Whitecode |  |  |  |  | Project 70 | 100% | 1 | 23.58%
Borough Triangle Site | Assessment 2 - decarbonisation |  | Southwark | SE1 6BN | 22/AP/3149 | Planning Portal | Demolition of all existing buildings/structures, except 82 and part 83 Borough Road (retained, altered and refurbsihed). Basement construction, 4 new buildings with 5-46 storey heights. | 2022-09-05 |  |  | Office & Retail |  | New Build |  |  |  | 93367 |  |  | 93367 | [7 empty] | 46 | 46 |  |  |  | Whitecode |  |  |  |  | Project 70 | 100% | 1
Boundary House 7 - 17 Jewry Street London EC3N 2EX | Assessment 1 - no decarbonisation | 1710 | City of London | EC3N 2AF | 21/00826/FULMAJ | Planning Portal | Demolition of existing builiding and the erection of a basement, ground plus part 14 and part 6 storey building plus plant. | 2021-09-30 | 2022-07-19 |  | Hotel |  | New Build |  |  |  | 11158 |  |  | 11158 | [7 empty] | 15 | 14 |  |  |  | Hoare Lea |  |  |  |  | Project 71 | 100% | 1 | 54.27%
Boundary House 7 - 17 Jewry Street London EC3N 2EX | Assessment 2 - decarbonisation | 610 | City of London | EC3N 2AF | 21/00826/FULMAJ | Planning Portal | Demolition of existing builiding and the erection of a basement, ground plus part 14 and part 6 storey building plus plant. | 2021-09-30 | 2022-07-19 |  | Hotel |  | New Build |  |  |  | 11158 |  |  | 11158 | [7 empty] | 15 | 14 |  |  |  | Hoare Lea |  |  |  |  | Project 71 | 100% | 1 | 30.18%
British Library Extension | Assessment 1 - no decarbonisation | 1156 | City of London | EC3N 2AF | 21/00826/FULMAJ | Planning Portal | Demolition of existing builiding and the erection of a basement, ground plus part 14 and part 6 storey building plus plant. | 2021-09-30 | 2022-07-19 |  | Hotel |  | New Build |  |  |  | 11158 |  |  | 11158 | [7 empty] | 15 | 14 |  |  |  | Hoare Lea |  |  |  |  | Project 71 | 100% | 1 | 49.61%
British Library Extension | Assessment 2 - decarbonisation | 246 | City of London | EC3N 2AF | 21/00826/FULMAJ | Planning Portal | Demolition of existing builiding and the erection of a basement, ground plus part 14 and part 6 storey building plus plant. | 2021-09-30 | 2022-07-19 |  | Hotel |  | New Build |  |  |  | 11158 |  |  | 11158 | [7 empty] | 15 | 14 |  |  |  | Hoare Lea |  |  |  |  | Project 71 | 100% | 1 | 19.6%
Burgess Industrial Park Parkhouse Street | Assessment 1 - no decarbonisation | 551 | Southwark | SE5 7TJ | 21/AP/1342 | Planning Portal | 12 blocks of betweeen 2-13 storeys | 2021-04-19 |  |  | Commercial & Residential |  | New Build |  |  |  | 39696 |  |  | 39696 | [7 empty] | 12 | 12 |  |  |  | Waterman Building Services |  |  |  |  | Project 73 | 100% | 1 | 41%
Burgess Industrial Park Parkhouse Street | Assessment 2 - decarbonisation | 118 | Southwark | SE5 7TJ | 21/AP/1342 | Planning Portal | 12 blocks of betweeen 2-13 storeys | 2021-04-19 |  |  | Commercial & Residential |  | New Build |  |  |  | 39696 |  |  | 39696 | [7 empty] | 12 | 12 |  |  |  | Waterman Building Services |  |  |  |  | Project 73 | 100% | 1 | 13.33%
Bury House - 31 Bury Street | Assessment 1 - no decarbonisation | 896 | City of London | EC3A 5AR | 20/00848/FULEIA | Planning Portal | The use of prefabricated structural and façade systems present opportunities for material effieincy, which have been explored and incorporated into the proposed design. Further material efficiency opportunities have been explored by retionalising structural gris and assessing different foundation options to minimise material use. Another key opportunity is the possibility to develop an all electric servicing strategy, with the use of heat pumps, in order to minimise operational carbon emissions, which will also benefit from the decarbonisation of the electricity grid. There are opportunities to reuse and recover materials from the existing development, to be identified in the pre-demolition audit. As a constraint, the small roof area compared to the building's total floor area, which needs to accomodate the centralised heating and cooling plant, makes the installation of PV panels to further reduce the operational carbon emissions unfeasible. | 2020-10-28 |  |  | Office & Retail |  | New Build |  |  |  | 30170 |  |  | 30170 | [7 empty] | 50 | 46 |  |  |  | Hoare Lea |  |  |  |  | Project 74 | 100% | 1 | 46.57%
Bury House - 31 Bury Street | Assessment 2 - decarbonisation | 236 | City of London | EC3A 5AR | 20/00848/FULEIA | Planning Portal | The use of prefabricated structural and façade systems present opportunities for material effieincy, which have been explored and incorporated into the proposed design. Further material efficiency opportunities have been explored by retionalising structural gris and assessing different foundation options to minimise material use. Another key opportunity is the possibility to develop an all electric servicing strategy, with the use of heat pumps, in order to minimise operational carbon emissions, which will also benefit from the decarbonisation of the electricity grid. There are opportunities to reuse and recover materials from the existing development, to be identified in the pre-demolition audit. As a constraint, the small roof area compared to the building's total floor area, which needs to accomodate the centralised heating and cooling plant, makes the installation of PV panels to further reduce the operational carbon emissions unfeasible. | 2020-10-28 |  |  | Office & Retail |  | New Build |  |  |  | 30170 |  |  | 30170 | [7 empty] | 50 | 46 |  |  |  | Hoare Lea |  |  |  |  | Project 74 | 100% | 1 | 18.67%
Buspace Studios | Assessment 1 - no decarbonisation | 553 | Kensington and Chelsea | W10 5AP | PP/22/07709 | Planning Portal | Erection of 2 buildings with groundfloor connection | 2023-11-23 |  |  | Commercial & Residential |  | New Build |  |  |  | 9450 |  |  | 9450 | [7 empty] | 6 | 5 |  |  |  | XCO2 |  |  |  |  | Project 75 | 100% | 1 | 37.62%
Buspace Studios | Assessment 2 - decarbonisation |  | Kensington and Chelsea | W10 5AP | PP/22/07709 | Planning Portal | Erection of 2 buildings with groundfloor connection | 2023-11-23 |  |  | Commercial & Residential |  | New Build |  |  |  | 9450 |  |  | 9450 | [7 empty] | 6 | 5 |  |  |  | XCO2 |  |  |  |  | Project 75 | 100% | 1
Canada Water Dockside Plot A1 | Assessment 1 - no decarbonisation | 1066 | Southwark | SE16 7PJ | 21/AP/2655 | Planning Portal | Plot A1 and A2 share basements. Ground plus mezzanine and 24 storeys | 2022-10-12 |  |  | Office |  | New Build |  |  |  | 61551 |  |  | 61551 | [7 empty] | 25 | 24 |  |  |  | Atelier Ten |  |  |  |  | Project 76 | 100% | 1 | 43.49%
Canada Water Dockside Plot A1 | Assessment 2 - decarbonisation |  | Southwark | SE16 7PJ | 21/AP/2655 | Planning Portal | Plot A1 and A2 share basements. Ground plus mezzanine and 24 storeys | 2022-10-12 |  |  | Office |  | New Build |  |  |  | 61551 |  |  | 61551 | [7 empty] | 25 | 24 |  |  |  | Atelier Ten |  |  |  |  | Project 76 | 100% | 1
Canada Water Dockside Plot A2 | Assessment 1 - no decarbonisation | 1305 | Southwark | SE16 7PJ | 23/AP/0565 | Planning Portal | Erection of 11-storey building with 1 basement level | 2022-10-12 |  |  | Office |  | New Build |  |  |  | 35196 |  |  | 35196 | [7 empty] | 12 | 11 |  |  |  | Arup |  |  |  |  | Project 77 | 100% | 1 | 47.8%
Canada Water Dockside Plot A2 | Assessment 2 - decarbonisation |  | Southwark | SE16 7PJ | 23/AP/0565 | Planning Portal | Erection of 11-storey building with 1 basement level | 2022-10-12 |  |  | Office |  | New Build |  |  |  | 35196 |  |  | 35196 | [7 empty] | 12 | 11 |  |  |  | Arup |  |  |  |  | Project 77 | 100% | 1
Castle & Fitzroy House 37 - 45 Paul Street | Assessment 1 - no decarbonisation | 1193 | Islington | EC2A 4UY | P2022/2893/FUL | Planning Portal | commercial building of 9 storeys (incl. lower ground and basement level) | 2022-08-31 | 2023-10-12 |  | Office |  | New Build |  |  |  | 32541 |  |  | 32541 | [7 empty] | 12 | 11 |  |  |  | Hoare Lea |  |  |  |  | Project 78 | 100% | 1 | 51.87%
Castle & Fitzroy House 37 - 45 Paul Street | Assessment 2 - decarbonisation |  | Islington | EC2A 4UY | P2022/2893/FUL | Planning Portal | commercial building of 9 storeys (incl. lower ground and basement level) | 2022-08-31 | 2023-10-12 |  | Office |  | New Build |  |  |  | 32541 |  |  | 32541 | [7 empty] | 12 | 11 |  |  |  | Hoare Lea |  |  |  |  | Project 78 | 100% | 1
Church street residential development London | Assessment 1 - no decarbonisation | 743 | Westminster | NW8 8EX | 21/08160/COOUT | Planning Portal |  | 2021-11-23 | 2023-06-30 |  | Commercial & Residential |  | New Build |  |  |  | 42683 |  |  | 42683 | [7 empty] | 14 | 13 |  |  |  | Max Fordham |  |  |  |  | Project 79 | 100% | 1 | 38.02%
Church street residential development London | Assessment 2 - decarbonisation |  | Westminster | NW8 8EX | 21/08160/COOUT | Planning Portal |  | 2021-11-23 | 2023-06-30 |  | Commercial & Residential |  | New Build |  |  |  | 42683 |  |  | 42683 | [7 empty] | 14 | 13 |  |  |  | Max Fordham |  |  |  |  | Project 79 | 100% | 1
Colechurch House | Assessment 1 - no decarbonisation | 1328 | Southwark | SE1 2SX | 20/AP/3013 | Planning Portal | Erection of elevated 22-storey building, 4 storey basement, plant areas | 2020-10-12 |  |  | Office & Retail |  | New Build |  |  |  | 48178 |  |  | 48178 | [7 empty] | 26 | 22 |  |  |  | Sweco |  |  |  |  | Project 80 | 100% | 1 | 48.52%
Colechurch House | Assessment 2 - decarbonisation | 309 | Southwark | SE1 2SX | 20/AP/3013 | Planning Portal | Erection of elevated 22-storey building, 4 storey basement, plant areas | 2020-10-12 |  |  | Office & Retail |  | New Build |  |  |  | 48178 |  |  | 48178 | [7 empty] | 26 | 22 |  |  |  | Sweco |  |  |  |  | Project 80 | 100% | 1 | 17.99%
Cripplegate House 1 Golden Lane | Assessment 1 - no decarbonisation | 988 | City of London | EC1Y 0RR | 22/00202/FULMAJ | Planning Portal | Heritage building: retained. 90s Refurbishment: floors, core and structure retained. Floors extended. Northern elevation replaced and others reclad. Roof Refurbishment. | 2022-03-28 | 2022-11-01 |  | Office | No | Light Refurbishment | 1890s | Grade II | 12988.67 | 15649 | 1443.1856 | 20.48% | 2588 | No new basement |  | Steel | RC Cores / shear walls | RC Cores / shear walls |  | 9 | 13 | 12 | 3 |  |  | Hawkins Brown | London Structures Lab |  | HawkinsBrown | One Click LCA | Project 81 | 11.11% | 4 | 62.18%
Cripplegate House 1 Golden Lane | Assessment 2 - decarbonisation | 870 | City of London | EC1Y 0RR | 22/00202/FULMAJ | Planning Portal | Heritage building: retained. 90s Refurbishment: floors, core and structure retained. Floors extended. Northern elevation replaced and others reclad. Roof Refurbishment. | 2022-03-28 | 2022-11-01 |  | Office | No | Light Refurbishment | 1890s | Grade II | 12988.67 | 15649 | 1443.1856 | 20.48% | 2588 | No new basement |  | Steel | RC Cores / shear walls | RC Cores / shear walls |  | 9 | 13 | 12 | 3 |  |  | Hawkins Brown | London Structures Lab |  | HawkinsBrown | One Click LCA | Project 81 | 11.11% | 4 | 60.67%
Dyne House | Assessment 1 - no decarbonisation | 435 | Haringey | N6 5EE | HGY/2023/0328 | Planning Portal | Redevelopment of Dyne House, to include: 1) Retention, refurbishment, Refurbishment and basement works to the principal five storey Dyne House structure (plus plant and lift over run); 2) Demolition and redevelopment of the rear Refurbishment and associated buildings to the rear, with erection of a new part one and part two storey structure, together with new basement levels; 3) Retention of the Parade Ground open space, with new multi-use surface; 4) Associated improvements to the Island Site access and underground tunnel, including: demolition of existing service block and erection of a replacement part one and part two storey structure; and 5) Associated landscaping and improved provision for emergency services, servicing and disabled parking. | 2023-03-08 |  | Pending | School | No | Heavy Refurbishment | 1960s | Not listed | 3019 | 6216 | 925 | 105.9% | 4122 | New and retained basement | Reinforced Concrete | Timber and steel |  | RC Cores / shear walls |  | 6 | 6 | 5 |  | 4 |  | AECOM | Expedition Engineering | AECOM | Hopkins Architects | One Click LCA | Project 82 | 30.64% | 3 | 27.81%
Dyne House | Assessment 2 - decarbonisation |  | Haringey | N6 5EE | HGY/2023/0328 | Planning Portal | Redevelopment of Dyne House, to include: 1) Retention, refurbishment, Refurbishment and basement works to the principal five storey Dyne House structure (plus plant and lift over run); 2) Demolition and redevelopment of the rear Refurbishment and associated buildings to the rear, with erection of a new part one and part two storey structure, together with new basement levels; 3) Retention of the Parade Ground open space, with new multi-use surface; 4) Associated improvements to the Island Site access and underground tunnel, including: demolition of existing service block and erection of a replacement part one and part two storey structure; and 5) Associated landscaping and improved provision for emergency services, servicing and disabled parking. | 2023-03-08 |  | Pending | School | No | Heavy Refurbishment | 1960s | Not listed | 3019 | 6216 | 925 | 105.9% | 4122 | New and retained basement | Reinforced Concrete | Timber and steel |  | RC Cores / shear walls |  | 6 | 6 | 5 |  | 4 |  | AECOM | Expedition Engineering | AECOM | Hopkins Architects | One Click LCA | Project 82 | 30.64% | 3
Edward Rudolph House, 69-85 Margery Street | Assessment 1 - no decarbonisation | 628 | Islington | WC1X 0JL | P2023/2059/FUL | Planning Portal | Demolition of existing building and erection of a 4-storey office building, plant encosure to roof | 2023-08-02 |  |  | Office |  | New Build |  |  |  | 4960 |  |  | 4960 | [7 empty] | 4 | 4 |  |  |  | Verte |  |  |  |  | Project 83 | 100% | 1 | 51.06%
Edward Rudolph House, 69-85 Margery Street | Assessment 2 - decarbonisation |  | Islington | WC1X 0JL | P2023/2059/FUL | Planning Portal | Demolition of existing building and erection of a 4-storey office building, plant encosure to roof | 2023-08-02 |  |  | Office |  | New Build |  |  |  | 4960 |  |  | 4960 | [7 empty] | 4 | 4 |  |  |  | Verte |  |  |  |  | Project 83 | 100% | 1
Elephant And Castle Shopping Centre Site | Assessment 1 - no decarbonisation |  | Southwark | SE17 1EU | 21/AP/1104 | Planning Portal | Multiple buiulding development | 2021-03-29 | 2021-07-29 |  | Commercial & Residential |  | New Build |  |  |  | 7330 |  |  | 7330 | [12 empty] | Hoare Lea |  |  |  |  | Project 84 | 100% | 1
Elephant And Castle Shopping Centre Site | Assessment 2 - decarbonisation |  | Southwark | SE17 1EU | 21/AP/1104 | Planning Portal | Multiple buiulding development | 2021-03-29 | 2021-07-29 |  | Commercial & Residential |  | New Build |  |  |  | 7330 |  |  | 7330 | [12 empty] | Hoare Lea |  |  |  |  | Project 84 | 100% | 1
Evelina Children's Hospital | Assessment 1 - no decarbonisation | 2255 | Lambeth | SE1 7EH | 21/01869/FUL | Planning Portal | 12 storey building plus 2 storey basement with 5 storey link Refurbishment | 2021-01-26 |  |  | Hospital/Medical |  | New Build |  |  |  | 27306 |  |  | 27306 | [7 empty] | 14 | 12 |  |  |  | AECOM |  |  |  |  | Project 85 | 100% | 1 | 64.87%
Evelina Children's Hospital | Assessment 2 - decarbonisation | 685 | Lambeth | SE1 7EH | 21/01869/FUL | Planning Portal | 12 storey building plus 2 storey basement with 5 storey link Refurbishment | 2021-01-26 |  |  | Hospital/Medical |  | New Build |  |  |  | 27306 |  |  | 27306 | [7 empty] | 14 | 12 |  |  |  | AECOM |  |  |  |  | Project 85 | 100% | 1 | 39.26%
Former Blackfriars Crown Court | Assessment 1 - no decarbonisation | 2036 | Southwark | SE1 0BT | 22/AP/1347 | Planning Portal | Minor material amendments to planning permission 20/AP/1537 [approval date: 06.05.2021] for the development of the site including partial demolition, Refurbishments and alterations to provide a commercial building with community uses. The amendments comprise: - basement and structural alterations including deepened and extended basement and revised piling approach; - cross laminated timber floor construction changed to concrete plank system; - addition of external structural columns on Sawyer Street façade; - internal reconfiguration including consolidation of cores, relocated refuse store, revised cycle parking and end of journey facilities, revised affordable workspace and community auditorium design; - fire strategy updates; - external alterations to doors and repositioning of south-east external stair; - relocation of visitor cycle parking; - rooftop amendments including revised swimming pool and atrium, revised roof plant enclosures, revised Community Pavilion layout, provision of additional office space; and - the addition of 37 more trees. ¦ Site Of The Former Blackfriars Crown Court 1-15 Pocock Street London SE1 0BT | 2022-04-04 | 2022-10-10 | Granted | Office & Retail | Yes | Heavy Refurbishment | 1960s | Not listed | 14459 | 34264 | 7811 | 137% | 27616 | New and retained basement | [5 empty] | 6 | 10 | 8 | 4 |  |  | Atelier Ten | AKT II | Atelier Ten | Sheppard Robson | One Click LCA | Project 87 | 54.02% | 3 | 63.17%
Former Blackfriars Crown Court | Assessment 2 - decarbonisation |  | Southwark | SE1 0BT | 22/AP/1347 | Planning Portal | Minor material amendments to planning permission 20/AP/1537 [approval date: 06.05.2021] for the development of the site including partial demolition, Refurbishments and alterations to provide a commercial building with community uses. The amendments comprise: - basement and structural alterations including deepened and extended basement and revised piling approach; - cross laminated timber floor construction changed to concrete plank system; - addition of external structural columns on Sawyer Street façade; - internal reconfiguration including consolidation of cores, relocated refuse store, revised cycle parking and end of journey facilities, revised affordable workspace and community auditorium design; - fire strategy updates; - external alterations to doors and repositioning of south-east external stair; - relocation of visitor cycle parking; - rooftop amendments including revised swimming pool and atrium, revised roof plant enclosures, revised Community Pavilion layout, provision of additional office space; and - the addition of 37 more trees. ¦ Site Of The Former Blackfriars Crown Court 1-15 Pocock Street London SE1 0BT | 2022-04-04 | 2022-10-10 | Granted | Office & Retail | Yes | Heavy Refurbishment | 1960s | Not listed | 14459 | 34264 | 7811 | 137% | 27616 | New and retained basement | [5 empty] | 6 | 10 | 8 | 4 |  |  | Atelier Ten | AKT II | Atelier Ten | Sheppard Robson | One Click LCA | Project 87 | 54.02% | 3
Friars Close | Assessment 1 - no decarbonisation | 431 | Southwark | SE1 0UL | 22/AP/4376 | Planning Portal | Erection of 9-storey building with 21-storey tower, terrace on 10th storey, external plan and waste storage | 2022-12-28 |  |  | Residential (inc. student accomodation) |  | New Build |  |  |  | 15513 |  |  | 15513 | [7 empty] | 21 | 21 |  |  |  | Max Fordham |  |  |  |  | Project 88 | 100% | 1 | 26.52%
Friars Close | Assessment 2 - decarbonisation |  | Southwark | SE1 0UL | 22/AP/4376 | Planning Portal | Erection of 9-storey building with 21-storey tower, terrace on 10th storey, external plan and waste storage | 2022-12-28 |  |  | Residential (inc. student accomodation) |  | New Build |  |  |  | 15513 |  |  | 15513 | [7 empty] | 21 | 21 |  |  |  | Max Fordham |  |  |  |  | Project 88 | 100% | 1
Friary Court 65 Crutched Friars | Assessment 1 - no decarbonisation | 1235 | City of London | EC3N 2AE | 22/00882/FULMAJ | Planning Portal | Demolition of existing building and redevelopment for new building comprising basment, ground plus 20 upper floors | 2022-09-30 | 2023-06-27 |  | Residential (inc. student accomodation) |  | New Build |  |  |  | 27844 |  |  | 27844 | [7 empty] | 22 | 20 |  |  |  | Waterman Building Services |  |  |  |  | Project 89 | 100% | 1 | 48.56%
Friary Court 65 Crutched Friars | Assessment 2 - decarbonisation |  | City of London | EC3N 2AE | 22/00882/FULMAJ | Planning Portal | Demolition of existing building and redevelopment for new building comprising basment, ground plus 20 upper floors | 2022-09-30 | 2023-06-27 |  | Residential (inc. student accomodation) |  | New Build |  |  |  | 27844 |  |  | 27844 | [7 empty] | 22 | 20 |  |  |  | Waterman Building Services |  |  |  |  | Project 89 | 100% | 1
Gillingham House | Assessment 1 - no decarbonisation | 343 | Westminster | SW1V 1HU | 23/01690/FULL | Planning Portal | Intensive refurbishment and Refurbishment (demolish 2,183m2), 60% of area and 70% of volume retained | 2023-03-13 |  |  | Office |  | Heavy Refurbishment |  |  | 5457.5 | 9450 | 2183 | 73.16% | 6175.5 | No new basement | [5 empty] | 4 | 8 | 8 | 4 |  |  | Atelier Ten | Stantec |  |  |  | Project 90 | 40% | 3 | 25.18%
Gillingham House | Assessment 2 - decarbonisation |  | Westminster | SW1V 1HU | 23/01690/FULL | Planning Portal | Intensive refurbishment and Refurbishment (demolish 2,183m2), 60% of area and 70% of volume retained | 2023-03-13 |  |  | Office |  | Heavy Refurbishment |  |  | 5457.5 | 9450 | 2183 | 73.16% | 6175.5 | No new basement | [5 empty] | 4 | 8 | 8 | 4 |  |  | Atelier Ten | Stantec |  |  |  | Project 90 | 40% | 3
Hyatt Place | Assessment 1 - no decarbonisation | 1213 | Hillingdon | UB4 0JN | 2385/APP/2022/2952 | Planning Portal | Partial demolition of the existing building, followed by refurbishment, side Refurbishments and upwards Refurbishments, alongside erection of perimeter blocks around a podium level, to increase hotel capacity (Class C1) whilst introducing industrial uses (Class E(g)(ii) and E(g)(iii)) at ground and first floor level. | 2022-09-27 |  | Pending | Hotel | Yes | Heavy Refurbishment | 1960s | Not listed | 9885 | 20372 | 1211 | 106.1% | 11698 | [6 empty] | 13 | 14 | 14 | 1 |  |  | Love Design Studio | Engineeria | Woodcote Power Consulting | Haptic | One Click LCA | Project 91 | 12.25% | 3 | 65.67%
Hyatt Place | Assessment 2 - decarbonisation |  | Hillingdon | UB4 0JN | 2385/APP/2022/2952 | Planning Portal | Partial demolition of the existing building, followed by refurbishment, side Refurbishments and upwards Refurbishments, alongside erection of perimeter blocks around a podium level, to increase hotel capacity (Class C1) whilst introducing industrial uses (Class E(g)(ii) and E(g)(iii)) at ground and first floor level. | 2022-09-27 |  | Pending | Hotel | Yes | Heavy Refurbishment | 1960s | Not listed | 9885 | 20372 | 1211 | 106.1% | 11698 | [6 empty] | 13 | 14 | 14 | 1 |  |  | Love Design Studio | Engineeria | Woodcote Power Consulting | Haptic | One Click LCA | Project 91 | 12.25% | 3
Island Site Woolwich | Assessment 1 - no decarbonisation | 209 | Greenwich | SE18 6PF | 22/3162/F | Planning Portal | The redevelopment (together with demolition and part demolition of existing buildings) and refurbishment of the Island Site to provide 494 co-living units (Use Class Sui Generis), 20 residential dwellings (Use Class C3(a)), community uses (Use Class E(d) and F2(b)), retail (Use Class E(a)), restaurants and cafes (Use Class E(b)) and offices (Use Class E(c)), new public realm with hard and soft landscaping, highways works, car parking, cycle parking, refuse and recycling storage, plant, external amenity space and associated works. Further detailed explanation of the proposal (not forming part of the formal description of development set out above): The proposal includes the erection of two mixed-use buildings following demolition of 17-27 Thomas Street and IBC Main Building; the refurbishment, Refurbishment and change of use of 2-4 Wellington Street, 6-10 Wellington Street, 12-14 Wellington Street, Thames Polytechnic: Arts and Science Building, Former Polytechnic Hall, 29 Thomas Street, IBC Central Building and refurbishment (and partial demolition) of the former workshops. To facilitate the following: 20 residential dwellings (Use Class C3(a)) 494 co-living units (Use Class sui generis) 3,294 sqm (GIA) of non-residential floorspace site wide · 1,100 sqm GIA of community uses (Use Class E(d) and F2(b)) · 1,414 sqm GIA of retail (Use Class E(a)) and restaurants and cafes (Use Class E(b)) · 780 sqm GIA of office floorspace (Use Class E(c)) Maximum building height of 35.12 metres Above Ordnance Datum (m AOD). The demolition works include 18-36 Wellington Street and 17-27 Thomas Street as well as the non-original rear Refurbishments to the Arts and Science building and the fourth workshop, and comprises a volume of 34,634 m3 (This application is an EIA development and is accompanied by an Environmental Statement) (The development may impact on the setting of the Grade II listed building on-site being the University of Greenwich, Woolwich Campus: Original Building, Gymnasium to Rear and Corner Entrance Range, as well as nearby Grade II* and Grade II listed buildings. In addition, the development may also impact the setting of the Woolwich Conservation Area) (The development includes demolition of unlisted buildings or structures in the Woolwich Conservation Area) | 2022-08-22 |  | Pending | Office, Retail & Residential | Yes | Heavy Refurbishment | 1880s | Grade II | 12544 | 28528 | 2508.8 | 127.4% | 18492.8 | No new basement | [5 empty] | 5 | 8 | 7 | 3 | 6 |  | Create |  |  |  | One Click LCA | Project 93 | 20% | 3 | 20.86%
Island Site Woolwich | Assessment 2 - decarbonisation | 209 | Greenwich | SE18 6PF | 22/3162/F | Planning Portal | The redevelopment (together with demolition and part demolition of existing buildings) and refurbishment of the Island Site to provide 494 co-living units (Use Class Sui Generis), 20 residential dwellings (Use Class C3(a)), community uses (Use Class E(d) and F2(b)), retail (Use Class E(a)), restaurants and cafes (Use Class E(b)) and offices (Use Class E(c)), new public realm with hard and soft landscaping, highways works, car parking, cycle parking, refuse and recycling storage, plant, external amenity space and associated works. Further detailed explanation of the proposal (not forming part of the formal description of development set out above): The proposal includes the erection of two mixed-use buildings following demolition of 17-27 Thomas Street and IBC Main Building; the refurbishment, Refurbishment and change of use of 2-4 Wellington Street, 6-10 Wellington Street, 12-14 Wellington Street, Thames Polytechnic: Arts and Science Building, Former Polytechnic Hall, 29 Thomas Street, IBC Central Building and refurbishment (and partial demolition) of the former workshops. To facilitate the following: 20 residential dwellings (Use Class C3(a)) 494 co-living units (Use Class sui generis) 3,294 sqm (GIA) of non-residential floorspace site wide · 1,100 sqm GIA of community uses (Use Class E(d) and F2(b)) · 1,414 sqm GIA of retail (Use Class E(a)) and restaurants and cafes (Use Class E(b)) · 780 sqm GIA of office floorspace (Use Class E(c)) Maximum building height of 35.12 metres Above Ordnance Datum (m AOD). The demolition works include 18-36 Wellington Street and 17-27 Thomas Street as well as the non-original rear Refurbishments to the Arts and Science building and the fourth workshop, and comprises a volume of 34,634 m3 (This application is an EIA development and is accompanied by an Environmental Statement) (The development may impact on the setting of the Grade II listed building on-site being the University of Greenwich, Woolwich Campus: Original Building, Gymnasium to Rear and Corner Entrance Range, as well as nearby Grade II* and Grade II listed buildings. In addition, the development may also impact the setting of the Woolwich Conservation Area) (The development includes demolition of unlisted buildings or structures in the Woolwich Conservation Area) | 2022-08-22 |  | Pending | Office, Retail & Residential | Yes | Heavy Refurbishment | 1880s | Grade II | 12544 | 28528 | 2508.8 | 127.4% | 18492.8 | No new basement | [5 empty] | 5 | 8 | 7 | 3 | 6 |  | Create |  |  |  | One Click LCA | Project 93 | 20% | 3 | 21.52%
Jubilee House | Assessment 1 - no decarbonisation | 1656 | London Legacy Development Corporation | E15 1AN | 21/00483/FUL | Planning Portal | Application made under the provisions of the Town and Country Planning Act 1990 (England and Wales) (as amended), accompanied by an ES under the Environmental Impact Assessment Regulations 2017 (as amended), seeking approval for the demolition for the demolition of Jubilee House (Class E - Office) and partial demolition of Broadway House (Class F1 - School) and erection of a building up to 36 storeys (plus basement, roof plant and partial mezzanine above ground floor) 32,760m2 (GIA) to provide student accommodation 23,900m2 (GIA) (Sui Generis) and a school 8,815m2 (GIA) (Class F1), with provision of a new eastern access ramp to the Jupp Road Bridge, public realm and associated hard and soft landscaping, car parking and servicing, cycle store, boundary treatments and other associated works. | 2021-10-13 | 2022-09-21 | Granted | Residential (inc. student accomodation) |  | Heavy Refurbishment |  | Not listed | 9586 | 32760 | 7570 | 241.7% | 30744 | [6 empty] | 6 | 39 | 38 | 33 |  |  | eb7 | Elliot Wood | DSA | Allford Hall Monaghan Morris | One Click LCA | Project 95 | 78.97% | 3 | 69.49%
Jubilee House | Assessment 2 - decarbonisation |  | London Legacy Development Corporation | E15 1AN | 21/00483/FUL | Planning Portal | Application made under the provisions of the Town and Country Planning Act 1990 (England and Wales) (as amended), accompanied by an ES under the Environmental Impact Assessment Regulations 2017 (as amended), seeking approval for the demolition for the demolition of Jubilee House (Class E - Office) and partial demolition of Broadway House (Class F1 - School) and erection of a building up to 36 storeys (plus basement, roof plant and partial mezzanine above ground floor) 32,760m2 (GIA) to provide student accommodation 23,900m2 (GIA) (Sui Generis) and a school 8,815m2 (GIA) (Class F1), with provision of a new eastern access ramp to the Jupp Road Bridge, public realm and associated hard and soft landscaping, car parking and servicing, cycle store, boundary treatments and other associated works. | 2021-10-13 | 2022-09-21 | Granted | Residential (inc. student accomodation) |  | Heavy Refurbishment |  | Not listed | 9586 | 32760 | 7570 | 241.7% | 30744 | [6 empty] | 6 | 39 | 38 | 33 |  |  | eb7 | Elliot Wood | DSA | Allford Hall Monaghan Morris | One Click LCA | Project 95 | 78.97% | 3
JVC Business Park | Assessment 1 - no decarbonisation | 123009 | Brent | NW2 7AF | 22/1849 | Planning Portal | Full planning application for an Refurbishment to the existing data centre at the adjacent JVC House, alongside the re-configuration of the car parking layout, in association with its use as a data centre, subject to Deed of Agreement dated 6th December 2022 under Section 106 of Town and Country Planning Act, 1990. ¦ JVC Business Park, Priestley Way, London, NW2 | 2022-05-19 | 2022-12-07 | Granted | Data Centre | No | Heavy Refurbishment | 2000s | Not listed | 28470 | 47182 | 0 | 65.73% | 18712 | No new basement | [5 empty] | 4 | 4 | 4 |  | 4 |  | Hoare Lea |  |  | Scott Brownrigg | One Click LCA | Project 96 | 0% | 3 | 98.73%
JVC Business Park | Assessment 2 - decarbonisation | 38819 | Brent | NW2 7AF | 22/1849 | Planning Portal | Full planning application for an Refurbishment to the existing data centre at the adjacent JVC House, alongside the re-configuration of the car parking layout, in association with its use as a data centre, subject to Deed of Agreement dated 6th December 2022 under Section 106 of Town and Country Planning Act, 1990. ¦ JVC Business Park, Priestley Way, London, NW2 | 2022-05-19 | 2022-12-07 | Granted | Data Centre | No | Heavy Refurbishment | 2000s | Not listed | 28470 | 47182 | 0 | 65.73% | 18712 | No new basement | [5 empty] | 4 | 4 | 4 |  | 4 |  | Hoare Lea |  |  | Scott Brownrigg | One Click LCA | Project 96 | 0% | 3 | 100%
Kensington Centre, 66 Hammersmith Road | Assessment 1 - no decarbonisation | 2342 | Hammersmith and Fulham | W14 8UD | 2023/00585/FUL | Planning Portal | Demolition of existing building and erection of 11-storey building (plus basement and plant roof) | 2023-03-03 |  |  | Office |  | New Build |  |  |  | 24441 |  |  | 24441 | [7 empty] | 12 | 11 |  |  |  | LCD |  |  |  |  | Project 97 | 100% | 1 | 73.21%
Kensington Centre, 66 Hammersmith Road | Assessment 2 - decarbonisation |  | Hammersmith and Fulham | W14 8UD | 2023/00585/FUL | Planning Portal | Demolition of existing building and erection of 11-storey building (plus basement and plant roof) | 2023-03-03 |  |  | Office |  | New Build |  |  |  | 24441 |  |  | 24441 | [7 empty] | 12 | 11 |  |  |  | LCD |  |  |  |  | Project 97 | 100% | 1
King's Place (Land at Harper Street/Borough High Street) | Assessment 1 - no decarbonisation | 698 | Southwark | SE1 1JJ | 23/AP/0479 | Planning Portal | Demolition of existing buildings, part 5-11 storey building. | 2023-02-22 |  |  | Residential (inc. student accomodation) |  | New Build |  |  |  | 16036 |  |  | 16036 | [7 empty] | 11 | 11 |  |  |  | Scotch Partners |  |  |  |  | Project 98 | 100% | 1 | 39.59%
King's Place (Land at Harper Street/Borough High Street) | Assessment 2 - decarbonisation |  | Southwark | SE1 1JJ | 23/AP/0479 | Planning Portal | Demolition of existing buildings, part 5-11 storey building. | 2023-02-22 |  |  | Residential (inc. student accomodation) |  | New Build |  |  |  | 16036 |  |  | 16036 | [7 empty] | 11 | 11 |  |  |  | Scotch Partners |  |  |  |  | Project 98 | 100% | 1
Leconfield House | Assessment 1 - no decarbonisation | 1963 | Westminster | W1J 5JB | 23/02111/FULL | Planning Portal | Excavation to provide one additional basement level; removal and replacement of facades at ground floor level and part first floor and alterations to the facades at first to fifth floor levels including replacement windows throughout; demolition of the sixth and seventh floor levels and replacement with new sixth and seventh floor levels with plant in an associated enclosure, creation of terraces at sixth and seventh floor level, a rear Refurbishment on the western side of the building from ground to seventh floor level and use of the building as either medical / spa / bars / restaurants / retail / office and fitness, or as office accommodation all within Class E. | 2023-03-29 |  | Pending | Office & Retail | No | Heavy Refurbishment | 1930s | Not listed | 8757 | 10148 | 1452 | 15.88% | 2843 | New and retained basement | [5 empty] | 9 | 10 | 8 | 1 | 8 |  | Elliott Wood | Elliot Wood | AECOM | EPR Architects | One Click LCA | Project 99 | 16.58% | 3 | 74.19%
Leconfield House | Assessment 2 - decarbonisation |  | Westminster | W1J 5JB | 23/02111/FULL | Planning Portal | Excavation to provide one additional basement level; removal and replacement of facades at ground floor level and part first floor and alterations to the facades at first to fifth floor levels including replacement windows throughout; demolition of the sixth and seventh floor levels and replacement with new sixth and seventh floor levels with plant in an associated enclosure, creation of terraces at sixth and seventh floor level, a rear Refurbishment on the western side of the building from ground to seventh floor level and use of the building as either medical / spa / bars / restaurants / retail / office and fitness, or as office accommodation all within Class E. | 2023-03-29 |  | Pending | Office & Retail | No | Heavy Refurbishment | 1930s | Not listed | 8757 | 10148 | 1452 | 15.88% | 2843 | New and retained basement | [5 empty] | 9 | 10 | 8 | 1 | 8 |  | Elliott Wood | Elliot Wood | AECOM | EPR Architects | One Click LCA | Project 99 | 16.58% | 3
Liverpool Street Station | Assessment 1 - no decarbonisation | 753 | City of London | EC2M 7PY | 23/00453/FULEIA | Planning Portal | Partial demolition of Station including concourse, train sheds and entrances to Bishopsgate, Liverpool Street and Sun Street Passage. Demolition of 50 Liverpool Street. Construction and remodelling of station at basement, lower and upper concourses, new station roof, new entrances to Bishopsgate, Liverpool Street and Sun Street Passage, new lifts and escalators. Provision of units at basement, lower and upper concourse flrs for retail, café/restaurant, public house/bar. Remodelling of existing bus station and provision of a cycle hub on upper concourse. Andaz/Great Eastern Hotel:Alteration of existing building at basement, ground and upper flrs including insertion of new structure, creation of new west wall and removal and replacement of mansard roof. Change of use from hotel to office at part ground flr and across flrs 1-4; access to servicing area from vehicle lifts at flr 3; provision of units at basement and ground for retail, café/restaurant, and public house/bar; spaces for leisure and community uses; retail and café/restaurant at part of flr 5. Over Station Development:Erection of a new building above Liverpool Street Station and 40 Liverpool Street with maximum height of 108.6 metres AOD in height (excluding rooftop plant) comprising office use at flrs 5-13, and partly at flrs 14-15, with ancillary lobby and functions at flrs 3-4. New hotel at flrs 17-20 and partly within flrs 14-16, ancillary restaurant/bar at flr 15 and ancillary leisure facility at flr 16. New public amenity space at podium level comprising café/restaurant, retail, leisure; and partially at flr 16 comprising outdoor pool, leisure court and café/restaurant, alongside a publicly accessible roof garden. Provision of lifts, cycle parking, servicing, refuse, and plant. Public Realm:Refurbishment and Refurbishment of Hope Square and Bishopsgate Plaza. New pedestrian routes, including the pedestrianisation of Liverpool Street and new pedestrian footway to Exchange Square | 2023-05-02 |  | Pending |  | No | Heavy Refurbishment | 1880s | Grade II* | 40869 | 151394 | 22443 | 270.4% | 132968 | No new basement | [5 empty] | 10 | 24 | 22 | 14 |  |  | WSP | WSP | WSP | Herzog & de Meuron | One Click LCA | Project 100 | 54.91% | 3 | 33.38%
Liverpool Street Station | Assessment 2 - decarbonisation |  | City of London | EC2M 7PY | 23/00453/FULEIA | Planning Portal | Partial demolition of Station including concourse, train sheds and entrances to Bishopsgate, Liverpool Street and Sun Street Passage. Demolition of 50 Liverpool Street. Construction and remodelling of station at basement, lower and upper concourses, new station roof, new entrances to Bishopsgate, Liverpool Street and Sun Street Passage, new lifts and escalators. Provision of units at basement, lower and upper concourse flrs for retail, café/restaurant, public house/bar. Remodelling of existing bus station and provision of a cycle hub on upper concourse. Andaz/Great Eastern Hotel:Alteration of existing building at basement, ground and upper flrs including insertion of new structure, creation of new west wall and removal and replacement of mansard roof. Change of use from hotel to office at part ground flr and across flrs 1-4; access to servicing area from vehicle lifts at flr 3; provision of units at basement and ground for retail, café/restaurant, and public house/bar; spaces for leisure and community uses; retail and café/restaurant at part of flr 5. Over Station Development:Erection of a new building above Liverpool Street Station and 40 Liverpool Street with maximum height of 108.6 metres AOD in height (excluding rooftop plant) comprising office use at flrs 5-13, and partly at flrs 14-15, with ancillary lobby and functions at flrs 3-4. New hotel at flrs 17-20 and partly within flrs 14-16, ancillary restaurant/bar at flr 15 and ancillary leisure facility at flr 16. New public amenity space at podium level comprising café/restaurant, retail, leisure; and partially at flr 16 comprising outdoor pool, leisure court and café/restaurant, alongside a publicly accessible roof garden. Provision of lifts, cycle parking, servicing, refuse, and plant. Public Realm:Refurbishment and Refurbishment of Hope Square and Bishopsgate Plaza. New pedestrian routes, including the pedestrianisation of Liverpool Street and new pedestrian footway to Exchange Square | 2023-05-02 |  | Pending |  | No | Heavy Refurbishment | 1880s | Grade II* | 40869 | 151394 | 22443 | 270.4% | 132968 | No new basement | [5 empty] | 10 | 24 | 22 | 14 |  |  | WSP | WSP | WSP | Herzog & de Meuron | One Click LCA | Project 100 | 54.91% | 3
Maclise Multi-Storey Car Park, Olympia | Assessment 1 - no decarbonisation | 2346 | Hammersmith and Fulham | W14 8UX | 2021/04167/FUL | Planning Portal | All floors and internal structures (floor, ramps, princ. And sec. stair cores) demolished, elevation re-clad and re-glazed from ground to level 4, façade to retained structure replaced | 2021-12-29 |  |  | Hotel | Yes | Substructure and/or Façade Retained | 1930s | Grade II |  | 19655 |  |  | 19655 | New | Reinforced Concrete |  |  |  |  | 5 | 9 | 8 | 3 |  |  | McBains |  |  | SPPARC |  | Project 101 |  | 2 | 73.34%
Maclise Multi-Storey Car Park, Olympia | Assessment 2 - decarbonisation | 1787 | Hammersmith and Fulham | W14 8UX | 2021/04167/FUL | Planning Portal | All floors and internal structures (floor, ramps, princ. And sec. stair cores) demolished, elevation re-clad and re-glazed from ground to level 4, façade to retained structure replaced | 2021-12-29 |  |  | Hotel | Yes | Substructure and/or Façade Retained | 1930s | Grade II |  | 19655 |  |  | 19655 | New | Reinforced Concrete |  |  |  |  | 5 | 9 | 8 | 3 |  |  | McBains |  |  | SPPARC |  | Project 101 |  | 2 | 68.05%
New City Court | Assessment 1 - no decarbonisation | 1495 | Southwark | SE1 9RS | 21/AP/1361 | Planning Portal | New-build 26-storey buildings (plus mezzanine and 2 basement levels), restoration and refurb. of listed terrace (4-16 St Thomas Street), redevelopment of Keats House (reinstatement of façade) | 2021-04-21 | 2022-01-13 |  | Office & Retail |  | Heavy Refurbishment |  | Grade II |  | 55461 |  | 90% | 55461 | New and retained basement | Brickwork and timber |  |  |  |  | 5 | 28 | 26 |  | 28 |  | chapmanbdsp |  |  | Allford Hall Monaghan Morris |  | Project 102 | 90% | 3 | 65.14%
New City Court | Assessment 2 - decarbonisation | 472 | Southwark | SE1 9RS | 21/AP/1361 | Planning Portal | New-build 26-storey buildings (plus mezzanine and 2 basement levels), restoration and refurb. of listed terrace (4-16 St Thomas Street), redevelopment of Keats House (reinstatement of façade) | 2021-04-21 | 2022-01-13 |  | Office & Retail |  | Heavy Refurbishment |  | Grade II |  | 55461 |  | 90% | 55461 | New and retained basement | Brickwork and timber |  |  |  |  | 5 | 28 | 26 |  | 28 |  | chapmanbdsp |  |  | Allford Hall Monaghan Morris |  | Project 102 | 90% | 3 | 37.85%
Newcombe House | Assessment 1 - no decarbonisation | 949 | Kensington and Chelsea | W8 7LX | PP/23/03534 | Planning Portal | Newcombe House: 100% of tower foundations retained - vertical Refurbishment part 14-15 storey. 90% of steel frame and floor slabs retained. Kensington Church Street Building: erection of a new 6-storey building. Affordable block: 8-storey building. 43% floor slabs retained. 19% of the total proposed floor area GIA is demolished across the developments. | 2023-06-05 |  |  | Office | No | Heavy Refurbishment | 1950s | Not listed | 11400 | 26902 | 5942 | 136% | 21444 | New and retained basement | Reinforced Concrete |  | RC Cores / shear walls |  |  | 12 | 15 | 15 | 3 |  |  | HDR | AKT II | HDR | Squire and Partners | One Click LCA | Project 103 | 52.12% | 3 | 55.96%
Newcombe House | Assessment 2 - decarbonisation |  | Kensington and Chelsea | W8 7LX | PP/23/03534 | Planning Portal | Newcombe House: 100% of tower foundations retained - vertical Refurbishment part 14-15 storey. 90% of steel frame and floor slabs retained. Kensington Church Street Building: erection of a new 6-storey building. Affordable block: 8-storey building. 43% floor slabs retained. 19% of the total proposed floor area GIA is demolished across the developments. | 2023-06-05 |  |  | Office | No | Heavy Refurbishment | 1950s | Not listed | 11400 | 26902 | 5942 | 136% | 21444 | New and retained basement | Reinforced Concrete |  | RC Cores / shear walls |  |  | 12 | 15 | 15 | 3 |  |  | HDR | AKT II | HDR | Squire and Partners | One Click LCA | Project 103 | 52.12% | 3
Plot H1 Elephant Park | Assessment 1 - no decarbonisation | 1624 | Southwark | SE17 1GD | 21/AP/1819 | Planning Portal | Erection of 17-storey building with basement and rooftop plant. | 2021-05-24 |  |  | Office |  | New Build |  |  |  | 63598 |  |  | 63598 | [7 empty] | 18 | 17 |  |  |  | HDR |  |  |  |  | Project 105 | 100% | 1 | 79.1%
Plot H1 Elephant Park | Assessment 2 - decarbonisation | 426 | Southwark | SE17 1GD | 21/AP/1819 | Planning Portal | Erection of 17-storey building with basement and rooftop plant. | 2021-05-24 |  |  | Office |  | New Build |  |  |  | 63598 |  |  | 63598 | [7 empty] | 18 | 17 |  |  |  | HDR |  |  |  |  | Project 105 | 100% | 1 | 49.77%
Portland House | Assessment 1 - no decarbonisation | 655 | Westminster | SW1E 5DJ | 22/05428/FULL | Planning Portal | Two-storey Refurbishment including roof-level plant , creation of a setback rooftop Refurbishment, refurbishment of existing | 2022-08-04 | 2022-12-23 |  | Office | No | Light Refurbishment | 1960s | Not listed | 42501 | 46243 | 3280 | 8.804% | 3742 |  | Reinforced Concrete |  |  |  | Horizontal Refurbishment | 30 | 31 | 31 | 1 | 2 |  | Buro Happold |  |  |  |  | Project 106 | 7.717% | 4 | 33.99%
Portland House | Assessment 2 - decarbonisation |  | Westminster | SW1E 5DJ | 22/05428/FULL | Planning Portal | Two-storey Refurbishment including roof-level plant , creation of a setback rooftop Refurbishment, refurbishment of existing | 2022-08-04 | 2022-12-23 |  | Office | No | Light Refurbishment | 1960s | Not listed | 42501 | 46243 | 3280 | 8.804% | 3742 |  | Reinforced Concrete |  |  |  | Horizontal Refurbishment | 30 | 31 | 31 | 1 | 2 |  | Buro Happold |  |  |  |  | Project 106 | 7.717% | 4
Poultry Market And General Market And The Annexe Buildings West Smithfield | Assessment 1 - no decarbonisation | 2237 | City of London | EC1A 9LH | 19/01343/FULEIA | Planning Portal | Part demolition, repair, refurbishment and Refurbishment of existing buildings (all levels including basements) | 2019-12-19 | 2022-11-22 |  | Office | Yes | Heavy Refurbishment | 1950s | Grade II | 15617 | 43037 | 5466 | 175.6% | 32886 | New and retained basement | Reinforced Concrete |  |  |  | Load balancing at foundations | 3 | 3 | 3 |  | 1 |  | Arup |  |  |  | One Click LCA | Project 108 | 35% | 3 | 75.17%
Poultry Market And General Market And The Annexe Buildings West Smithfield | Assessment 2 - decarbonisation |  | City of London | EC1A 9LH | 19/01343/FULEIA | Planning Portal | Part demolition, repair, refurbishment and Refurbishment of existing buildings (all levels including basements) | 2019-12-19 | 2022-11-22 |  | Office | Yes | Heavy Refurbishment | 1950s | Grade II | 15617 | 43037 | 5466 | 175.6% | 32886 | New and retained basement | Reinforced Concrete |  |  |  | Load balancing at foundations | 3 | 3 | 3 |  | 1 |  | Arup |  |  |  | One Click LCA | Project 108 | 35% | 3
Princes Court - 7 Prince's Street | Assessment 1 - no decarbonisation | 2110 | City of London | EC2R 8AQ | 22/00158/FULMAJ | Planning Portal | Retention of superstructure RC frame and basement, 3 storeys of new light-weight structure added | 2022-02-28 | 2023-01-18 |  | Office & Retail |  | Light Refurbishment | 1970s | Not listed | 6318 | 7220 | 631.8 | 14.28% | 1533.8 | [6 empty] | 10 | 12 | 9 | 2 |  |  | Atelier Ten |  |  |  |  | Project 109 | 10% | 4 | 61.34%
Princes Court - 7 Prince's Street | Assessment 2 - decarbonisation | 460 | City of London | EC2R 8AQ | 22/00158/FULMAJ | Planning Portal | Retention of superstructure RC frame and basement, 3 storeys of new light-weight structure added | 2022-02-28 | 2023-01-18 |  | Office & Retail |  | Light Refurbishment | 1970s | Not listed | 6318 | 7220 | 631.8 | 14.28% | 1533.8 | [6 empty] | 10 | 12 | 9 | 2 |  |  | Atelier Ten |  |  |  |  | Project 109 | 10% | 4 | 25.7%
Red Lion Court 46-48 Park Street | Assessment 1 - no decarbonisation | 1139 | Southwark | SE1 9EQ | 22/AP/1602 | Planning Portal | Basement retained and extended by an additional level, re-use as many piles are possible. New 11-storey building with 2 cores | 2022-05-06 |  |  | Office | Yes | Substructure and/or Façade Retained |  |  | 17335 | 32965 | 17335 | 90.16% | 32965 | [7 empty] | 11 | 11 |  |  |  | Arup |  |  |  |  | Project 110 | 100% | 2 | 55.1%
Red Lion Court 46-48 Park Street | Assessment 2 - decarbonisation | 347 | Southwark | SE1 9EQ | 22/AP/1602 | Planning Portal | Basement retained and extended by an additional level, re-use as many piles are possible. New 11-storey building with 2 cores | 2022-05-06 |  |  | Office | Yes | Substructure and/or Façade Retained |  |  | 17335 | 32965 | 17335 | 90.16% | 32965 | [7 empty] | 11 | 11 |  |  |  | Arup |  |  |  |  | Project 110 | 100% | 2 | 27.22%
Royal Mint Court - Embassy House | Assessment 1 - no decarbonisation | 830 | Tower Hamlets | EC3N 4QN | PA/21/01327/A1 | Planning Portal | The building’s steel frame, reinforced concrete slabs and concrete encasements to the steel are largely retained. Substructure enhancements through addition of miniature piles, increasing size of pile caps and localised recasting of the basement slab is reusing existing substructure. | 2021-06-11 | 2023-02-10 | Not granted | Office & Retail |  | Light Refurbishment |  |  |  | 30791 | [10 empty] | 7 | 6 |  |  |  | Cundall |  |  |  |  | Project 111 |  | 4 | 49.55%
Royal Mint Court - Embassy House | Assessment 2 - decarbonisation |  | Tower Hamlets | EC3N 4QN | PA/21/01327/A1 | Planning Portal | The building’s steel frame, reinforced concrete slabs and concrete encasements to the steel are largely retained. Substructure enhancements through addition of miniature piles, increasing size of pile caps and localised recasting of the basement slab is reusing existing substructure. | 2021-06-11 | 2023-02-10 | Not granted | Office & Retail |  | Light Refurbishment |  |  |  | 30791 | [10 empty] | 7 | 6 |  |  |  | Cundall |  |  |  |  | Project 111 |  | 4
Royal Mint Court – Johnson Smirke Building | Assessment 1 - no decarbonisation | 1391 | Tower Hamlets | EC3N 4QN | PA/21/01327/A1 | Planning Portal | refurbishment and restoration, grade II listed, New mechanical, electrical and public health services, enhanced insulation and secondary glazing. | 2021-06-11 | 2023-02-10 |  | Office & Retail |  | Retrofit |  |  |  | 5011 |  |  | 5011 | [6 empty] | 5 | 5 | 4 |  |  |  | Cundall |  |  |  |  | Project 112 |  | 5 | 60.5%
Royal Mint Court – Johnson Smirke Building | Assessment 2 - decarbonisation |  | Tower Hamlets | EC3N 4QN | PA/21/01327/A1 | Planning Portal | refurbishment and restoration, grade II listed, New mechanical, electrical and public health services, enhanced insulation and secondary glazing. | 2021-06-11 | 2023-02-10 |  | Office & Retail |  | Retrofit |  |  |  | 5011 |  |  | 5011 | [6 empty] | 5 | 5 | 4 |  |  |  | Cundall |  |  |  |  | Project 112 |  | 5
Royal Mint Court - Seaman's Registry | Assessment 1 - no decarbonisation | 1351 | Tower Hamlets | EC3N 4QN | PA/21/01327/A1 | Planning Portal | Retain the Grade-II listed façades, therefore only refurbished internally with enhanced insulation and secondary glazing. Only minimal refurbishment proposed, maximising retention of existing building fabric | 2021-06-11 | 2023-02-10 |  | Office & Retail |  | Retrofit |  |  |  | 8113 |  |  | 8113 | [6 empty] | 4 | 4 | 4 |  |  |  | Cundall |  |  |  |  | Project 113 |  | 5 | 61.02%
Royal Mint Court - Seaman's Registry | Assessment 2 - decarbonisation |  | Tower Hamlets | EC3N 4QN | PA/21/01327/A1 | Planning Portal | Retain the Grade-II listed façades, therefore only refurbished internally with enhanced insulation and secondary glazing. Only minimal refurbishment proposed, maximising retention of existing building fabric | 2021-06-11 | 2023-02-10 |  | Office & Retail |  | Retrofit |  |  |  | 8113 |  |  | 8113 | [6 empty] | 4 | 4 | 4 |  |  |  | Cundall |  |  |  |  | Project 113 |  | 5
Royal Mint Court – Cultural Exchange | Assessment 1 - no decarbonisation | 959 | Tower Hamlets | EC3N 4QN | PA/21/01327/A1 | Planning Portal | Majority of existing structure retained and repurposed, with localised demolition. | 2021-06-11 | 2023-02-10 | Not granted | Office & Retail |  | Light Refurbishment |  |  |  | 8238 | [9 empty] | 5 | 6 | 5 |  | 2 |  | Cundall |  |  |  |  | Project 114 |  | 4 | 46.92%
Royal Mint Court – Cultural Exchange | Assessment 2 - decarbonisation |  | Tower Hamlets | EC3N 4QN | PA/21/01327/A1 | Planning Portal | Majority of existing structure retained and repurposed, with localised demolition. | 2021-06-11 | 2023-02-10 | Not granted | Office & Retail |  | Light Refurbishment |  |  |  | 8238 | [9 empty] | 5 | 6 | 5 |  | 2 |  | Cundall |  |  |  |  | Project 114 |  | 4
Royal Street Plot C | Assessment 1 - no decarbonisation | 775 | Lambeth | SE1 7LL | 22/01206/EIAFUL | Planning Portal |  | 2022-04-21 |  |  | Office |  | New Build |  |  |  | 29022 |  |  | 29022 | [7 empty] | 15 | 15 |  |  |  | Arup |  |  |  |  | Project 115 | 100% | 1 | 43.56%
Royal Street Plot C | Assessment 2 - decarbonisation |  | Lambeth | SE1 7LL | 22/01206/EIAFUL | Planning Portal |  | 2022-04-21 |  |  | Office |  | New Build |  |  |  | 29022 |  |  | 29022 | [7 empty] | 15 | 15 |  |  |  | Arup |  |  |  |  | Project 115 | 100% | 1
Royal Street Plot D | Assessment 1 - no decarbonisation | 741 | Lambeth | SE1 7LL | 22/01206/EIAFUL | Planning Portal |  | 2022-04-21 |  |  | Office |  | New Build |  |  |  | 52380 |  |  | 52380 | [7 empty] | 15 | 14 |  |  |  | Arup |  |  |  |  | Project 116 | 100% | 1 | 45.66%
Royal Street Plot D | Assessment 2 - decarbonisation |  | Lambeth | SE1 7LL | 22/01206/EIAFUL | Planning Portal |  | 2022-04-21 |  |  | Office |  | New Build |  |  |  | 52380 |  |  | 52380 | [7 empty] | 15 | 14 |  |  |  | Arup |  |  |  |  | Project 116 | 100% | 1
Royal Street Plot E | Assessment 1 - no decarbonisation | 649 | Lambeth | SE1 7LL | 22/01206/EIAFUL | Planning Portal | Partial reuse & Refurbishment, existing basement retained under existing building, new Refurbishments (horizontal) to retained Beckett House structure | 2022-04-21 |  |  | Office |  | Substructure and/or Façade Retained |  |  |  | 40705 |  |  | 40705 | [7 empty] | 16 | 15 |  |  |  | Arup |  |  |  |  | Project 117 |  | 2 | 38.38%
Royal Street Plot E | Assessment 2 - decarbonisation |  | Lambeth | SE1 7LL | 22/01206/EIAFUL | Planning Portal | Partial reuse & Refurbishment, existing basement retained under existing building, new Refurbishments (horizontal) to retained Beckett House structure | 2022-04-21 |  |  | Office |  | Substructure and/or Façade Retained |  |  |  | 40705 |  |  | 40705 | [7 empty] | 16 | 15 |  |  |  | Arup |  |  |  |  | Project 117 |  | 2
Salisbury Square - Commercial Building | Assessment 1 - no decarbonisation | 630 | City of London | EC4Y 8AP | 20/00907/FULEIA | Planning Portal | 150 year design life and heavy finishes | 2020-12-16 | 2021-07-30 |  | Office & Retail |  | New Build |  |  |  | 11357 |  |  | 11357 | [12 empty] | AECOM |  |  |  |  | Project 118 | 100% | 1 | 27.43%
Salisbury Square - Commercial Building | Assessment 2 - decarbonisation | 195 | City of London | EC4Y 8AP | 20/00907/FULEIA | Planning Portal | 150 year design life and heavy finishes | 2020-12-16 | 2021-07-30 |  | Office & Retail |  | New Build |  |  |  | 11357 |  |  | 11357 | [12 empty] | AECOM |  |  |  |  | Project 118 | 100% | 1 | 11.05%
Salisbury Square - Court Building | Assessment 1 - no decarbonisation | 329 | City of London | EC4Y 8AP | 20/00907/FULEIA | Planning Portal | 150 year design life and heavy finishes | 2020-12-16 | 2021-07-30 |  | Office |  | New Build |  |  |  | 14556 |  |  | 14556 | [7 empty] | 12 | 7 |  |  |  | AECOM |  |  |  |  | Project 119 | 100% | 1 | 16.4%
Salisbury Square - Court Building | Assessment 2 - decarbonisation | 104 | City of London | EC4Y 8AP | 20/00907/FULEIA | Planning Portal | 150 year design life and heavy finishes | 2020-12-16 | 2021-07-30 |  | Office |  | New Build |  |  |  | 14556 |  |  | 14556 | [7 empty] | 12 | 7 |  |  |  | AECOM |  |  |  |  | Project 119 | 100% | 1 | 6.019%
Shepherd's Bush Market | Assessment 1 - no decarbonisation | 359 | Hammersmith and Fulham | W12 8DF | 2023/01903/FUL | Planning Portal | Reconfigure site for public and vehicular access, new shops, new ground plus 8 storey building, new ground plus 5 storey building, works to facades of arches | 2023-04-26 |  |  | Office |  | New Build |  |  |  | 35823 |  |  | 35823 | [7 empty] | 8 | 8 |  |  |  | chapmanbdsp |  |  |  |  | Project 120 | 100% | 1 | 25.72%
Shepherd's Bush Market | Assessment 2 - decarbonisation |  | Hammersmith and Fulham | W12 8DF | 2023/01903/FUL | Planning Portal | Reconfigure site for public and vehicular access, new shops, new ground plus 8 storey building, new ground plus 5 storey building, works to facades of arches | 2023-04-26 |  |  | Office |  | New Build |  |  |  | 35823 |  |  | 35823 | [7 empty] | 8 | 8 |  |  |  | chapmanbdsp |  |  |  |  | Project 120 | 100% | 1
Solomons Passage | Assessment 1 - no decarbonisation | 311 | Southwark | SE15 3UH | 20/AP/3285 | Planning Portal | Block A: Erection of 7-storey building, Block B+C: Erection of 6-storey building, basement and ground floor slab retained, Block D: Erection of partly 2, partly 4-storey building. | 2020-12-07 | 2022-04-20 |  | Residential (inc. student accomodation) | No | Substructure and/or Façade Retained |  | Not listed | 9678 | 13728 | 7498 | 41.85% | 11548 | [7 empty] | 6 | 6 | 6 |  |  | Create |  |  |  |  | Project 121 | 77.47% | 2 | 36.85%
Solomons Passage | Assessment 2 - decarbonisation | 226 | Southwark | SE15 3UH | 20/AP/3285 | Planning Portal | Block A: Erection of 7-storey building, Block B+C: Erection of 6-storey building, basement and ground floor slab retained, Block D: Erection of partly 2, partly 4-storey building. | 2020-12-07 | 2022-04-20 |  | Residential (inc. student accomodation) | No | Substructure and/or Façade Retained |  | Not listed | 9678 | 13728 | 7498 | 41.85% | 11548 | [7 empty] | 6 | 6 | 6 |  |  | Create |  |  |  |  | Project 121 | 77.47% | 2 | 30.38%
South Kensington Underground Station | Assessment 1 - no decarbonisation | 816 | Kensington and Chelsea | SW7 2NB | PP/20/03216 | Planning Portal | Multiple buildings - reuse of street facing façade, retention of structure, some exisisting steel substructure elements reused. | 2020-06-11 | 2021-12-13 |  | Residential (inc. student accomodation) |  | Substructure and/or Façade Retained |  | Grade II* | 492 | 11905 | 492 | 2320% | 11905 | [12 empty] | Sweco |  |  |  |  | Project 122 | 100% | 2 | 32.3%
South Kensington Underground Station | Assessment 2 - decarbonisation | 218 | Kensington and Chelsea | SW7 2NB | PP/20/03216 | Planning Portal | Multiple buildings - reuse of street facing façade, retention of structure, some exisisting steel substructure elements reused. | 2020-06-11 | 2021-12-13 |  | Residential (inc. student accomodation) |  | Substructure and/or Façade Retained |  | Grade II* | 492 | 11905 | 492 | 2320% | 11905 | [12 empty] | Sweco |  |  |  |  | Project 122 | 100% | 2 | 11.31%
South Molton Triangle 40-46 Brook Street | Assessment 1 - no decarbonisation | 2764 | Westminster | W1K 5LF | 22/04610/FULL | Planning Portal | Part demolition, excavation (including beneath Davies Mews), erection of new buildings and alterations to existing buildings comprising: redevelopment of 60 Brook Street; redevelopment of 48, 50, 56 and 58 Brook Street and 16 Davies Mews behind retained Brook Street facades at; redevelopment behind retained and partially reconstructed facade at 52-54 Brook Street; refurbishment with alterations and addition of turret and gables at 40-46 Brook Street and 40 South Molton Lane; redevelopment behind retained Davies Mews and South Molton Lane elevations and front roof at 1-7 Davies Mews and 28-30 South Molton Lane; refurbishment and alterations at 50 Davies Street; refurbishment with alterations and partial demolition and redevelopment of upper floors at 52-54 Davies Street; redevelopment behind reconstructed and extended facade at 56 Davies Street (including the removal and reinstatement of certain building features), and Brookfield House (44-48 Davies Street and 62 and 64 Brook Street); part demolition of ground floor and refurbishment at 10 South Molton Street; refurbishment and alterations at 15-25, 27 and 42 South Molton Street; all to provide a development of up to 9 storeys including Class B1 (Business), Class A1 (Shops), Class A3 (Restaurant and Cafes), Class A4 (Drinking Establishment), composite use comprising public house and guest accommodation (sui generis), Class C3 (Dwellinghouses), Community Infrastructure and Facilities, and Class C1 (Hotel) uses, improvements to public realm and pedestrian routes, servicing, ancillary plant and storage, cycle parking and other associated works | 2022-07-08 | 2023-04-19 | Granted | Hotel | Yes | Retrofit |  | Grade II |  | 3140 |  |  | 3140 | No new basement | [5 empty] | 6 | 6 | 5 |  |  |  | Twin and Earth | AKT II | Hoare Lea | Hopkins Architects | One Click LCA | Project 123 |  | 5 | 82.29%
South Molton Triangle 40-46 Brook Street | Assessment 2 - decarbonisation |  | Westminster | W1K 5LF | 22/04610/FULL | Planning Portal | Part demolition, excavation (including beneath Davies Mews), erection of new buildings and alterations to existing buildings comprising: redevelopment of 60 Brook Street; redevelopment of 48, 50, 56 and 58 Brook Street and 16 Davies Mews behind retained Brook Street facades at; redevelopment behind retained and partially reconstructed facade at 52-54 Brook Street; refurbishment with alterations and addition of turret and gables at 40-46 Brook Street and 40 South Molton Lane; redevelopment behind retained Davies Mews and South Molton Lane elevations and front roof at 1-7 Davies Mews and 28-30 South Molton Lane; refurbishment and alterations at 50 Davies Street; refurbishment with alterations and partial demolition and redevelopment of upper floors at 52-54 Davies Street; redevelopment behind reconstructed and extended facade at 56 Davies Street (including the removal and reinstatement of certain building features), and Brookfield House (44-48 Davies Street and 62 and 64 Brook Street); part demolition of ground floor and refurbishment at 10 South Molton Street; refurbishment and alterations at 15-25, 27 and 42 South Molton Street; all to provide a development of up to 9 storeys including Class B1 (Business), Class A1 (Shops), Class A3 (Restaurant and Cafes), Class A4 (Drinking Establishment), composite use comprising public house and guest accommodation (sui generis), Class C3 (Dwellinghouses), Community Infrastructure and Facilities, and Class C1 (Hotel) uses, improvements to public realm and pedestrian routes, servicing, ancillary plant and storage, cycle parking and other associated works | 2022-07-08 | 2023-04-19 | Granted | Hotel | Yes | Retrofit |  | Grade II |  | 3140 |  |  | 3140 | No new basement | [5 empty] | 6 | 6 | 5 |  |  |  | Twin and Earth | AKT II | Hoare Lea | Hopkins Architects | One Click LCA | Project 123 |  | 5
South Molton Triangle North Block | Assessment 1 - no decarbonisation | 786 | Westminster | W1K 5LF | 22/04610/FULL | Planning Portal | Part demolition, excavation (including beneath Davies Mews), erection of new buildings and alterations to existing buildings comprising: redevelopment of 60 Brook Street; redevelopment of 48, 50, 56 and 58 Brook Street and 16 Davies Mews behind retained Brook Street facades at; redevelopment behind retained and partially reconstructed facade at 52-54 Brook Street; refurbishment with alterations and addition of turret and gables at 40-46 Brook Street and 40 South Molton Lane; redevelopment behind retained Davies Mews and South Molton Lane elevations and front roof at 1-7 Davies Mews and 28-30 South Molton Lane; refurbishment and alterations at 50 Davies Street; refurbishment with alterations and partial demolition and redevelopment of upper floors at 52-54 Davies Street; redevelopment behind reconstructed and extended facade at 56 Davies Street (including the removal and reinstatement of certain building features), and Brookfield House (44-48 Davies Street and 62 and 64 Brook Street); part demolition of ground floor and refurbishment at 10 South Molton Street; refurbishment and alterations at 15-25, 27 and 42 South Molton Street; all to provide a development of up to 9 storeys including Class B1 (Business), Class A1 (Shops), Class A3 (Restaurant and Cafes), Class A4 (Drinking Establishment), composite use comprising public house and guest accommodation (sui generis), Class C3 (Dwellinghouses), Community Infrastructure and Facilities, and Class C1 (Hotel) uses, improvements to public realm and pedestrian routes, servicing, ancillary plant and storage, cycle parking and other associated works | 2022-07-08 | 2023-04-19 | Granted | Office | No | Substructure and/or Façade Retained | 1950s | Grade II |  | 10681 |  |  | 10681 | New and retained basement | [6 empty] | 11 | 11 |  |  |  | Twin and Earth | AKT II | Hoare Lea | Hopkins Architects | One Click LCA | Project 124 |  | 2 | 45.88%
South Molton Triangle North Block | Assessment 2 - decarbonisation |  | Westminster | W1K 5LF | 22/04610/FULL | Planning Portal | Part demolition, excavation (including beneath Davies Mews), erection of new buildings and alterations to existing buildings comprising: redevelopment of 60 Brook Street; redevelopment of 48, 50, 56 and 58 Brook Street and 16 Davies Mews behind retained Brook Street facades at; redevelopment behind retained and partially reconstructed facade at 52-54 Brook Street; refurbishment with alterations and addition of turret and gables at 40-46 Brook Street and 40 South Molton Lane; redevelopment behind retained Davies Mews and South Molton Lane elevations and front roof at 1-7 Davies Mews and 28-30 South Molton Lane; refurbishment and alterations at 50 Davies Street; refurbishment with alterations and partial demolition and redevelopment of upper floors at 52-54 Davies Street; redevelopment behind reconstructed and extended facade at 56 Davies Street (including the removal and reinstatement of certain building features), and Brookfield House (44-48 Davies Street and 62 and 64 Brook Street); part demolition of ground floor and refurbishment at 10 South Molton Street; refurbishment and alterations at 15-25, 27 and 42 South Molton Street; all to provide a development of up to 9 storeys including Class B1 (Business), Class A1 (Shops), Class A3 (Restaurant and Cafes), Class A4 (Drinking Establishment), composite use comprising public house and guest accommodation (sui generis), Class C3 (Dwellinghouses), Community Infrastructure and Facilities, and Class C1 (Hotel) uses, improvements to public realm and pedestrian routes, servicing, ancillary plant and storage, cycle parking and other associated works | 2022-07-08 | 2023-04-19 | Granted | Office | No | Substructure and/or Façade Retained | 1950s | Grade II |  | 10681 |  |  | 10681 | New and retained basement | [6 empty] | 11 | 11 |  |  |  | Twin and Earth | AKT II | Hoare Lea | Hopkins Architects | One Click LCA | Project 124 |  | 2
South Molton Triangle Running Horse Pub | Assessment 1 - no decarbonisation | 2296 | Westminster | W1K 5LF | 22/04610/FULL | Planning Portal | Part demolition, excavation (including beneath Davies Mews), erection of new buildings and alterations to existing buildings comprising: redevelopment of 60 Brook Street; redevelopment of 48, 50, 56 and 58 Brook Street and 16 Davies Mews behind retained Brook Street facades at; redevelopment behind retained and partially reconstructed facade at 52-54 Brook Street; refurbishment with alterations and addition of turret and gables at 40-46 Brook Street and 40 South Molton Lane; redevelopment behind retained Davies Mews and South Molton Lane elevations and front roof at 1-7 Davies Mews and 28-30 South Molton Lane; refurbishment and alterations at 50 Davies Street; refurbishment with alterations and partial demolition and redevelopment of upper floors at 52-54 Davies Street; redevelopment behind reconstructed and extended facade at 56 Davies Street (including the removal and reinstatement of certain building features), and Brookfield House (44-48 Davies Street and 62 and 64 Brook Street); part demolition of ground floor and refurbishment at 10 South Molton Street; refurbishment and alterations at 15-25, 27 and 42 South Molton Street; all to provide a development of up to 9 storeys including Class B1 (Business), Class A1 (Shops), Class A3 (Restaurant and Cafes), Class A4 (Drinking Establishment), composite use comprising public house and guest accommodation (sui generis), Class C3 (Dwellinghouses), Community Infrastructure and Facilities, and Class C1 (Hotel) uses, improvements to public realm and pedestrian routes, servicing, ancillary plant and storage, cycle parking and other associated works | 2022-07-08 | 2023-04-19 | Granted | Hotel | No | Light Refurbishment | 1840s | Grade II | 619 | 668 | 0 | 7.916% | 49 | New and retained basement | [5 empty] | 5 | 5 | 5 |  |  |  | Twin and Earth | AKT II | Hoare Lea | Hopkins Architects | One Click LCA | Project 125 | 0% | 4 | 88.21%
South Molton Triangle Running Horse Pub | Assessment 2 - decarbonisation |  | Westminster | W1K 5LF | 22/04610/FULL | Planning Portal | Part demolition, excavation (including beneath Davies Mews), erection of new buildings and alterations to existing buildings comprising: redevelopment of 60 Brook Street; redevelopment of 48, 50, 56 and 58 Brook Street and 16 Davies Mews behind retained Brook Street facades at; redevelopment behind retained and partially reconstructed facade at 52-54 Brook Street; refurbishment with alterations and addition of turret and gables at 40-46 Brook Street and 40 South Molton Lane; redevelopment behind retained Davies Mews and South Molton Lane elevations and front roof at 1-7 Davies Mews and 28-30 South Molton Lane; refurbishment and alterations at 50 Davies Street; refurbishment with alterations and partial demolition and redevelopment of upper floors at 52-54 Davies Street; redevelopment behind reconstructed and extended facade at 56 Davies Street (including the removal and reinstatement of certain building features), and Brookfield House (44-48 Davies Street and 62 and 64 Brook Street); part demolition of ground floor and refurbishment at 10 South Molton Street; refurbishment and alterations at 15-25, 27 and 42 South Molton Street; all to provide a development of up to 9 storeys including Class B1 (Business), Class A1 (Shops), Class A3 (Restaurant and Cafes), Class A4 (Drinking Establishment), composite use comprising public house and guest accommodation (sui generis), Class C3 (Dwellinghouses), Community Infrastructure and Facilities, and Class C1 (Hotel) uses, improvements to public realm and pedestrian routes, servicing, ancillary plant and storage, cycle parking and other associated works | 2022-07-08 | 2023-04-19 | Granted | Hotel | No | Light Refurbishment | 1840s | Grade II | 619 | 668 | 0 | 7.916% | 49 | New and retained basement | [5 empty] | 5 | 5 | 5 |  |  |  | Twin and Earth | AKT II | Hoare Lea | Hopkins Architects | One Click LCA | Project 125 | 0% | 4
South Molton Triangle SMS and Browns | Assessment 1 - no decarbonisation | 718 | Westminster | W1K 5LF | 22/04610/FULL | Planning Portal | Part demolition, excavation (including beneath Davies Mews), erection of new buildings and alterations to existing buildings comprising: redevelopment of 60 Brook Street; redevelopment of 48, 50, 56 and 58 Brook Street and 16 Davies Mews behind retained Brook Street facades at; redevelopment behind retained and partially reconstructed facade at 52-54 Brook Street; refurbishment with alterations and addition of turret and gables at 40-46 Brook Street and 40 South Molton Lane; redevelopment behind retained Davies Mews and South Molton Lane elevations and front roof at 1-7 Davies Mews and 28-30 South Molton Lane; refurbishment and alterations at 50 Davies Street; refurbishment with alterations and partial demolition and redevelopment of upper floors at 52-54 Davies Street; redevelopment behind reconstructed and extended facade at 56 Davies Street (including the removal and reinstatement of certain building features), and Brookfield House (44-48 Davies Street and 62 and 64 Brook Street); part demolition of ground floor and refurbishment at 10 South Molton Street; refurbishment and alterations at 15-25, 27 and 42 South Molton Street; all to provide a development of up to 9 storeys including Class B1 (Business), Class A1 (Shops), Class A3 (Restaurant and Cafes), Class A4 (Drinking Establishment), composite use comprising public house and guest accommodation (sui generis), Class C3 (Dwellinghouses), Community Infrastructure and Facilities, and Class C1 (Hotel) uses, improvements to public realm and pedestrian routes, servicing, ancillary plant and storage, cycle parking and other associated works | 2022-07-08 | 2023-04-19 | Granted | Commercial & Residential | Yes | Retrofit |  | Grade II |  | 4628 |  |  | 4628 | No new basement | [5 empty] | 6 | 6 | 5 |  |  |  | Twin and Earth | AKT II | Hoare Lea | Hopkins Architects | One Click LCA | Project 126 |  | 5 | 53.19%
South Molton Triangle SMS and Browns | Assessment 2 - decarbonisation |  | Westminster | W1K 5LF | 22/04610/FULL | Planning Portal | Part demolition, excavation (including beneath Davies Mews), erection of new buildings and alterations to existing buildings comprising: redevelopment of 60 Brook Street; redevelopment of 48, 50, 56 and 58 Brook Street and 16 Davies Mews behind retained Brook Street facades at; redevelopment behind retained and partially reconstructed facade at 52-54 Brook Street; refurbishment with alterations and addition of turret and gables at 40-46 Brook Street and 40 South Molton Lane; redevelopment behind retained Davies Mews and South Molton Lane elevations and front roof at 1-7 Davies Mews and 28-30 South Molton Lane; refurbishment and alterations at 50 Davies Street; refurbishment with alterations and partial demolition and redevelopment of upper floors at 52-54 Davies Street; redevelopment behind reconstructed and extended facade at 56 Davies Street (including the removal and reinstatement of certain building features), and Brookfield House (44-48 Davies Street and 62 and 64 Brook Street); part demolition of ground floor and refurbishment at 10 South Molton Street; refurbishment and alterations at 15-25, 27 and 42 South Molton Street; all to provide a development of up to 9 storeys including Class B1 (Business), Class A1 (Shops), Class A3 (Restaurant and Cafes), Class A4 (Drinking Establishment), composite use comprising public house and guest accommodation (sui generis), Class C3 (Dwellinghouses), Community Infrastructure and Facilities, and Class C1 (Hotel) uses, improvements to public realm and pedestrian routes, servicing, ancillary plant and storage, cycle parking and other associated works | 2022-07-08 | 2023-04-19 | Granted | Commercial & Residential | Yes | Retrofit |  | Grade II |  | 4628 |  |  | 4628 | No new basement | [5 empty] | 6 | 6 | 5 |  |  |  | Twin and Earth | AKT II | Hoare Lea | Hopkins Architects | One Click LCA | Project 126 |  | 5
South Molton Triangle South Block | Assessment 1 - no decarbonisation | 734 | Westminster | W1K 5LF | 22/04610/FULL | Planning Portal | Part demolition, excavation (including beneath Davies Mews), erection of new buildings and alterations to existing buildings comprising: redevelopment of 60 Brook Street; redevelopment of 48, 50, 56 and 58 Brook Street and 16 Davies Mews behind retained Brook Street facades at; redevelopment behind retained and partially reconstructed facade at 52-54 Brook Street; refurbishment with alterations and addition of turret and gables at 40-46 Brook Street and 40 South Molton Lane; redevelopment behind retained Davies Mews and South Molton Lane elevations and front roof at 1-7 Davies Mews and 28-30 South Molton Lane; refurbishment and alterations at 50 Davies Street; refurbishment with alterations and partial demolition and redevelopment of upper floors at 52-54 Davies Street; redevelopment behind reconstructed and extended facade at 56 Davies Street (including the removal and reinstatement of certain building features), and Brookfield House (44-48 Davies Street and 62 and 64 Brook Street); part demolition of ground floor and refurbishment at 10 South Molton Street; refurbishment and alterations at 15-25, 27 and 42 South Molton Street; all to provide a development of up to 9 storeys including Class B1 (Business), Class A1 (Shops), Class A3 (Restaurant and Cafes), Class A4 (Drinking Establishment), composite use comprising public house and guest accommodation (sui generis), Class C3 (Dwellinghouses), Community Infrastructure and Facilities, and Class C1 (Hotel) uses, improvements to public realm and pedestrian routes, servicing, ancillary plant and storage, cycle parking and other associated works | 2022-07-08 | 2023-04-19 | Granted | Office | No | Substructure and/or Façade Retained | 1920s | Not listed |  | 13259 |  |  | 13259 | New and retained basement | [6 empty] | 11 | 11 |  |  |  | Twin and Earth | AKT II | Hoare Lea | Hopkins Architects | One Click LCA | Project 127 |  | 2 | 46.93%
South Molton Triangle South Block | Assessment 2 - decarbonisation |  | Westminster | W1K 5LF | 22/04610/FULL | Planning Portal | Part demolition, excavation (including beneath Davies Mews), erection of new buildings and alterations to existing buildings comprising: redevelopment of 60 Brook Street; redevelopment of 48, 50, 56 and 58 Brook Street and 16 Davies Mews behind retained Brook Street facades at; redevelopment behind retained and partially reconstructed facade at 52-54 Brook Street; refurbishment with alterations and addition of turret and gables at 40-46 Brook Street and 40 South Molton Lane; redevelopment behind retained Davies Mews and South Molton Lane elevations and front roof at 1-7 Davies Mews and 28-30 South Molton Lane; refurbishment and alterations at 50 Davies Street; refurbishment with alterations and partial demolition and redevelopment of upper floors at 52-54 Davies Street; redevelopment behind reconstructed and extended facade at 56 Davies Street (including the removal and reinstatement of certain building features), and Brookfield House (44-48 Davies Street and 62 and 64 Brook Street); part demolition of ground floor and refurbishment at 10 South Molton Street; refurbishment and alterations at 15-25, 27 and 42 South Molton Street; all to provide a development of up to 9 storeys including Class B1 (Business), Class A1 (Shops), Class A3 (Restaurant and Cafes), Class A4 (Drinking Establishment), composite use comprising public house and guest accommodation (sui generis), Class C3 (Dwellinghouses), Community Infrastructure and Facilities, and Class C1 (Hotel) uses, improvements to public realm and pedestrian routes, servicing, ancillary plant and storage, cycle parking and other associated works | 2022-07-08 | 2023-04-19 | Granted | Office | No | Substructure and/or Façade Retained | 1920s | Not listed |  | 13259 |  |  | 13259 | New and retained basement | [6 empty] | 11 | 11 |  |  |  | Twin and Earth | AKT II | Hoare Lea | Hopkins Architects | One Click LCA | Project 127 |  | 2
Suthring House, 216-220 Blackfriars Road | Assessment 1 - no decarbonisation | 3296 | Southwark | SE1 9JU | 20/AP/3250 | Planning Portal | Part 22 and part15 storeys + 3 basement levels, | 2020-11-03 | 2022-07-20 |  | Commercial & Residential |  | New Build |  |  |  | 39612 |  |  | 39612 | [7 empty] | 25 | 22 |  |  |  | WSP |  |  |  |  | Project 129 | 100% | 1 | 83.06%
Suthring House, 216-220 Blackfriars Road | Assessment 2 - decarbonisation | 1954 | Southwark | SE1 9JU | 20/AP/3250 | Planning Portal | Part 22 and part15 storeys + 3 basement levels, | 2020-11-03 | 2022-07-20 |  | Commercial & Residential |  | New Build |  |  |  | 39612 |  |  | 39612 | [7 empty] | 25 | 22 |  |  |  | WSP |  |  |  |  | Project 129 | 100% | 1 | 74.44%
Thavies Inn House - 3 - 4 Holborn Circus | Assessment 1 - no decarbonisation | 1675 | City of London | EC1N 2HA | 21/00885/FULMAJ | Planning Portal |  | 2021-10-14 | 2022-12-02 |  | Office & Retail |  | New Build |  |  |  | 12102 |  |  | 12102 | [7 empty] | 10 | 1 |  |  |  | Sweco |  |  |  |  | Project 130 | 100% | 1 | 61.27%
Thavies Inn House - 3 - 4 Holborn Circus | Assessment 2 - decarbonisation | 378 | City of London | EC1N 2HA | 21/00885/FULMAJ | Planning Portal |  | 2021-10-14 | 2022-12-02 |  | Office & Retail |  | New Build |  |  |  | 12102 |  |  | 12102 | [7 empty] | 10 | 1 |  |  |  | Sweco |  |  |  |  | Project 130 | 100% | 1 | 26.3%
The London Television Centre | Assessment 1 - no decarbonisation | 973 | Lambeth | SE1 9LT | 21/02668/EIAFUL | Planning Portal | 14-storey tower connected by 6-storey podium, ground-level public realm | 2021-07-05 |  |  | Office |  | New Build |  |  |  | 93226 |  |  | 93226 | [7 empty] | 14 | 14 |  |  |  | Arup |  |  |  |  | Project 131 | 100% | 1 | 42.03%
The London Television Centre | Assessment 2 - decarbonisation |  | Lambeth | SE1 9LT | 21/02668/EIAFUL | Planning Portal | 14-storey tower connected by 6-storey podium, ground-level public realm | 2021-07-05 |  |  | Office |  | New Build |  |  |  | 93226 |  |  | 93226 | [7 empty] | 14 | 14 |  |  |  | Arup |  |  |  |  | Project 131 | 100% | 1
The Rex (Option 1) | Assessment 1 - no decarbonisation | 1563 | Kingston | KT1 1QT | 21/02313/FUL | Planning Portal | Recladding and internal reconfiguration of existing building with Refurbishments (3 upper floors to Clarence Street and full height Refurbishments up to 9 storeys to the rear) to create 202 no. co-living units (sui generis) (in place of 64 no. student rooms (sui generis)) with retention of 4 no. ground floor commercial units (Class E), creation of new café (Class E) and co-working areas (Class E) at ground floor with internal and external residential amenity spaces, bike storage, refuse, disabled car parking, service yard and new basement plant room. | 2021-07-14 | 2022-08-02 | Granted | Commercial & Residential | No | Heavy Refurbishment |  |  | 3124 | 8822 | 1163 | 182.4% | 6861 | [6 empty] | 6 | 10 | 9 | 4 |  |  | HTA Architects |  | HTA Architects | HTA Architects | eTool LCD | Project 132 | 37.23% | 3 | 71.63%
The Rex (Option 1) | Assessment 2 - decarbonisation |  | Kingston | KT1 1QT | 21/02313/FUL | Planning Portal | Recladding and internal reconfiguration of existing building with Refurbishments (3 upper floors to Clarence Street and full height Refurbishments up to 9 storeys to the rear) to create 202 no. co-living units (sui generis) (in place of 64 no. student rooms (sui generis)) with retention of 4 no. ground floor commercial units (Class E), creation of new café (Class E) and co-working areas (Class E) at ground floor with internal and external residential amenity spaces, bike storage, refuse, disabled car parking, service yard and new basement plant room. | 2021-07-14 | 2022-08-02 | Granted | Commercial & Residential | No | Heavy Refurbishment |  |  | 3124 | 8822 | 1163 | 182.4% | 6861 | [6 empty] | 6 | 10 | 9 | 4 |  |  | HTA Architects |  | HTA Architects | HTA Architects | eTool LCD | Project 132 | 37.23% | 3
The Yard Theatre | Assessment 1 - no decarbonisation | 311 | LLDC | E9 5EN | 23/00283/FUL | Planning Portal | Partial demolition of buildings and the Refurbishment of existing Theatre (Use Class Sui Generis) for new two storey theatre auditorium, young artist (community spaces) and with associated access and servicing arrangements. | 2023-07-17 |  | Pending | Commercial & Residential | Yes | Heavy Refurbishment | 2010s | Not listed | 754 | 894 | 0 | 18.57% | 140 | No new basement | None | Steel |  | Bracing |  | 2 | 2 | 2 |  | 2 |  | Twin and Earth | Momentum | Ritchie and Daffin | Takero Shimazaki Architects | One Click LCA | Project 133 | 0% | 3 | 27.69%
The Yard Theatre | Assessment 2 - decarbonisation |  | LLDC | E9 5EN | 23/00283/FUL | Planning Portal | Partial demolition of buildings and the Refurbishment of existing Theatre (Use Class Sui Generis) for new two storey theatre auditorium, young artist (community spaces) and with associated access and servicing arrangements. | 2023-07-17 |  | Pending | Commercial & Residential | Yes | Heavy Refurbishment | 2010s | Not listed | 754 | 894 | 0 | 18.57% | 140 | No new basement | None | Steel |  | Bracing |  | 2 | 2 | 2 |  | 2 |  | Twin and Earth | Momentum | Ritchie and Daffin | Takero Shimazaki Architects | One Click LCA | Project 133 | 0% | 3
Victoria House | Assessment 1 - no decarbonisation | 871 | Greenwich | SE18 4LH | 23/2747/F | Planning Portal | Partial demolition of the existing building and addition of rear, third floor of accommodation, and basement Refurbishments with retention of the existing front façade, gable ends and part of the rear façade for a change of use from Sui Generis to provide a care home (Use Class C2), with parking, access, landscaping and other associated works Description for consultation purposes: Retention of the existing front façade and gable ends and partial demolition and three-storey Refurbishment of the rear façade of Victoria House (Locally Listed building), which will be partially over Metropolitan Open Land (MOL), in order to provide a 72 bedroom 3,900 sqm (GIA) Care Home with residential care for the elderly (Use Class C2), which is a change of use from Sui Generis, including associated basement Refurbishment, access, parking, lighting, landscaping and tree removal and planting around the site (This is a Departure from the Development Plan). (This development is within the Woolwich Common Conservation Area and may impact on the setting of the Grade II Listed Royal Herbert Military Hospital). | 2023-10-13 |  | Pending | Residential (inc. student accomodation) | Yes | Substructure and/or Façade Retained | 1900s | Local | 1604 | 3900 | 1604 | 143.1% | 3900 | New | [5 empty] | 3 | 4 | 3 | 1 |  |  | Hodkinson |  |  | Harris Irwin Associates | One Click LCA | Project 136 | 100% | 2 | 46.33%
Victoria House | Assessment 2 - decarbonisation |  | Greenwich | SE18 4LH | 23/2747/F | Planning Portal | Partial demolition of the existing building and addition of rear, third floor of accommodation, and basement Refurbishments with retention of the existing front façade, gable ends and part of the rear façade for a change of use from Sui Generis to provide a care home (Use Class C2), with parking, access, landscaping and other associated works Description for consultation purposes: Retention of the existing front façade and gable ends and partial demolition and three-storey Refurbishment of the rear façade of Victoria House (Locally Listed building), which will be partially over Metropolitan Open Land (MOL), in order to provide a 72 bedroom 3,900 sqm (GIA) Care Home with residential care for the elderly (Use Class C2), which is a change of use from Sui Generis, including associated basement Refurbishment, access, parking, lighting, landscaping and tree removal and planting around the site (This is a Departure from the Development Plan). (This development is within the Woolwich Common Conservation Area and may impact on the setting of the Grade II Listed Royal Herbert Military Hospital). | 2023-10-13 |  | Pending | Residential (inc. student accomodation) | Yes | Substructure and/or Façade Retained | 1900s | Local | 1604 | 3900 | 1604 | 143.1% | 3900 | New | [5 empty] | 3 | 4 | 3 | 1 |  |  | Hodkinson |  |  | Harris Irwin Associates | One Click LCA | Project 136 | 100% | 2
Vine Lane | Assessment 1 - no decarbonisation | 514 | Camden | WC1V 6PB | 2023/2510/P | Planning Portal |  | 2023-06-27 |  |  | Commercial & Residential |  | New Build |  |  | 0 | 2449 | 0 |  | 2449 | [7 empty] | 5 | 5 |  |  |  | Scotch Partners |  |  |  |  | Project 137 | 100% | 1 | 28.93%
Vine Lane | Assessment 2 - decarbonisation |  | Camden | WC1V 6PB | 2023/2510/P | Planning Portal |  | 2023-06-27 |  |  | Commercial & Residential |  | New Build |  |  | 0 | 2449 | 0 |  | 2449 | [7 empty] | 5 | 5 |  |  |  | Scotch Partners |  |  |  |  | Project 137 | 100% | 1
Warnford Court | Assessment 1 - no decarbonisation | 798 | City of London | EC2N 2AT | 23/00145/FULMAJ | Planning Portal | Demolition of the fourth and fifth floors, and construction of a part four-part five storey Refurbishment to create a seven storey building for office (Class E) use; creation of roof top plant and terrace space; alterations to the facades and creation of new entrances, provision of cycle parking and end of journey facilities and creation of external amenity terraces. ¦ Warnford Court 29 Throgmorton Street London EC2N 2AT | 2023-02-07 |  | Pending | Office | No | Heavy Refurbishment | 1880s | Not listed | 6795 | 9108 | 1881 | 34.04% | 4194 | New and retained basement | Masonry and steel | Reinforced Concrete | RC Cores / shear walls | RC Cores / shear walls | Capacity enhancement | 5 | 5 | 7 | 5 |  | None required | Arup | Heyne Tillet Steel | Arup | Carmody Groarke | One Click LCA | Project 138 | 27.68% | 3 | 43.54%
Warnford Court | Assessment 2 - decarbonisation |  | City of London | EC2N 2AT | 23/00145/FULMAJ | Planning Portal | Demolition of the fourth and fifth floors, and construction of a part four-part five storey Refurbishment to create a seven storey building for office (Class E) use; creation of roof top plant and terrace space; alterations to the facades and creation of new entrances, provision of cycle parking and end of journey facilities and creation of external amenity terraces. ¦ Warnford Court 29 Throgmorton Street London EC2N 2AT | 2023-02-07 |  | Pending | Office | No | Heavy Refurbishment | 1880s | Not listed | 6795 | 9108 | 1881 | 34.04% | 4194 | New and retained basement | Masonry and steel | Reinforced Concrete | RC Cores / shear walls | RC Cores / shear walls | Capacity enhancement | 5 | 5 | 7 | 5 |  | None required | Arup | Heyne Tillet Steel | Arup | Carmody Groarke | One Click LCA | Project 138 | 27.68% | 3
Waterloo Hub Hotel development - 54 Kennington Road | Assessment 1 - no decarbonisation | 9199 | Lambeth | SE1 7BJ | 21/02475/FUL | Planning Portal | Partial demolition of existing hotel, six and seven storey rear Refurbishments, and single storey roof Refurbishment to existing building and new 13 storey tower | 2021-06-21 | 2022-10-28 |  | Hotel | No | Heavy Refurbishment |  | Not listed | 5192 | 14125 |  | 172.1% | 8933 | [7 empty] | 13 | 13 | 1 | 13 |  | Elementa |  |  |  |  | Project 139 | 0% | 3 | 94.64%
Waterloo Hub Hotel development - 54 Kennington Road | Assessment 2 - decarbonisation |  | Lambeth | SE1 7BJ | 21/02475/FUL | Planning Portal | Partial demolition of existing hotel, six and seven storey rear Refurbishments, and single storey roof Refurbishment to existing building and new 13 storey tower | 2021-06-21 | 2022-10-28 |  | Hotel | No | Heavy Refurbishment |  | Not listed | 5192 | 14125 |  | 172.1% | 8933 | [7 empty] | 13 | 13 | 1 | 13 |  | Elementa |  |  |  |  | Project 139 | 0% | 3
Formulas:
Submission date = IF(VLOOKUP(Table35679[[#This Row],[Site name]],Table3[],7)=0,"",VLOOKUP(Table35679[[#This Row],[Site name]],Table3[],7))
Decision date = IF(VLOOKUP(Table35679[[#This Row],[Site name]],Table3[],8)=0,"",VLOOKUP(Table35679[[#This Row],[Site name]],Table3[],8))

## Building Element Data
Site name | Building element | Carbon emissions per GIA | Borough | Postcode | Planning reference number | Data source | Description | Submission date | Decision date | Final decision | Building typology | Change of use | Classification | Existing building construction date | Listed status | GIA existing | GIA new | GIA demolished | GIA % increase | GIA added new | Basement retention | Existing structural frame | New structural frame | Existing stability system | New stability system | Loading treatment | Existing storeys | New storeys | Above ground stories | Added stories (V) | Added stories (H) | Fire intervention | LCA author / Sustainability consultant | Structural engineer | MEP Engineer | Architect | LCA Software | Project Ref | %demolished | Column2
1 Appold Street | Substructure 1.1 | 16 | City of London | EC2M 2QT | 22/01200/FULMAJ | Planning Portal | Partial demolition of existing building. Retention and Refurbishment of existing structure - provide 14-storey. Retention of existing gym and swimming pool at basement level | 2022-12-12 |  | Pending | Office | Yes | Heavy Refurbishment | 1980s | Not listed | 28992 | 51869 | 12718 | 78.91% | 35595 | No new basement | Steel | Steel |  |  |  | 10 | 16 | 14 | 6 |  |  | Hilson Moran | AKT II | MTT | Piercy & Company | One Click LCA | Project 1 | 43.87% | 3
1 Appold Street | Superstructure 2.1-2.3 | 185 | City of London | EC2M 2QT | 22/01200/FULMAJ | Planning Portal | Partial demolition of existing building. Retention and Refurbishment of existing structure - provide 14-storey. Retention of existing gym and swimming pool at basement level | 2022-12-12 |  | Pending | Office | Yes | Heavy Refurbishment | 1980s | Not listed | 28992 | 51869 | 12718 | 78.91% | 35595 | No new basement | Steel | Steel |  |  |  | 10 | 16 | 14 | 6 |  |  | Hilson Moran | AKT II | MTT | Piercy & Company | One Click LCA | Project 1 | 43.87% | 3
1 Appold Street | Superstructure 2.4-2.8 | 127 | City of London | EC2M 2QT | 22/01200/FULMAJ | Planning Portal | Partial demolition of existing building. Retention and Refurbishment of existing structure - provide 14-storey. Retention of existing gym and swimming pool at basement level | 2022-12-12 |  | Pending | Office | Yes | Heavy Refurbishment | 1980s | Not listed | 28992 | 51869 | 12718 | 78.91% | 35595 | No new basement | Steel | Steel |  |  |  | 10 | 16 | 14 | 6 |  |  | Hilson Moran | AKT II | MTT | Piercy & Company | One Click LCA | Project 1 | 43.87% | 3
1 Exchange Square London | Substructure 1.1 | 0 | City of London | EC2A 2JN | 21/00930/FULMAJ | Planning Portal | art demolition of the site for the refurbishment and Refurbishment to the existing facade facing onto Exchange square and upper levels; External alterations and improvements to facades facing onto Bishopsgate and at ground floor including new main entrance and new retail frontages; public realm improvements fronting Bishopsgate including new steps, seating and accessibility improvements; Increased height and widening of Exchange Arcade; creation of a new outdoor retail pavilion terrace to level 1; creation of west Refurbishment terraces; creation of wing Refurbishment terraces; provision of external terraces for occupants at levels 4, 8, 9, 10, 11, 12 and roof terrace on level 13; provision of cycle storage and other works incidental to the development (9,920 sq.m). | 2021-10-27 | 2023-06-14 | Granted | Office & Retail | No | Heavy Refurbishment | 1990s | Not listed | 49262 | 58903 | 0 | 19.57% | 9641 | No new basement | [5 empty] | 15 | 15 | 14 |  |  |  | Sweco | Heyne Tillet Steel | Sweco | Fletcher Priest Architects | One Click LCA | Project 2 | 0% | 3
1 Exchange Square London | Superstructure 2.1-2.3 | 143 | City of London | EC2A 2JN | 21/00930/FULMAJ | Planning Portal | art demolition of the site for the refurbishment and Refurbishment to the existing facade facing onto Exchange square and upper levels; External alterations and improvements to facades facing onto Bishopsgate and at ground floor including new main entrance and new retail frontages; public realm improvements fronting Bishopsgate including new steps, seating and accessibility improvements; Increased height and widening of Exchange Arcade; creation of a new outdoor retail pavilion terrace to level 1; creation of west Refurbishment terraces; creation of wing Refurbishment terraces; provision of external terraces for occupants at levels 4, 8, 9, 10, 11, 12 and roof terrace on level 13; provision of cycle storage and other works incidental to the development (9,920 sq.m). | 2021-10-27 | 2023-06-14 | Granted | Office & Retail | No | Heavy Refurbishment | 1990s | Not listed | 49262 | 58903 | 0 | 19.57% | 9641 | No new basement | [5 empty] | 15 | 15 | 14 |  |  |  | Sweco | Heyne Tillet Steel | Sweco | Fletcher Priest Architects | One Click LCA | Project 2 | 0% | 3
1 Exchange Square London | Superstructure 2.4-2.8 | 101 | City of London | EC2A 2JN | 21/00930/FULMAJ | Planning Portal | art demolition of the site for the refurbishment and Refurbishment to the existing facade facing onto Exchange square and upper levels; External alterations and improvements to facades facing onto Bishopsgate and at ground floor including new main entrance and new retail frontages; public realm improvements fronting Bishopsgate including new steps, seating and accessibility improvements; Increased height and widening of Exchange Arcade; creation of a new outdoor retail pavilion terrace to level 1; creation of west Refurbishment terraces; creation of wing Refurbishment terraces; provision of external terraces for occupants at levels 4, 8, 9, 10, 11, 12 and roof terrace on level 13; provision of cycle storage and other works incidental to the development (9,920 sq.m). | 2021-10-27 | 2023-06-14 | Granted | Office & Retail | No | Heavy Refurbishment | 1990s | Not listed | 49262 | 58903 | 0 | 19.57% | 9641 | No new basement | [5 empty] | 15 | 15 | 14 |  |  |  | Sweco | Heyne Tillet Steel | Sweco | Fletcher Priest Architects | One Click LCA | Project 2 | 0% | 3
1 Museum Street | Substructure 1.1 | 74 | Camden | WC1A 1JR | 2023/2510/P | Planning Portal | Redevelopment of Selkirk House, 166 High Holborn and 1 Museum Street following the substantial demolition of the existing NCP car park and former Travelodge Hotel to provide a mixed-use scheme, providing office, residential, and town centre uses at ground floor level. Works of part-demolition and refurbishment to 10-12 Museum Street, 35-41 New Oxford Street, and 16A-18 West Central Street to provide further town centre ground floor uses and residential floorspace, including affordable housing provision. Provision of new public realm including a new pedestrian route through the site to link West Central Street with High Holborn. Relocation of cycle hire docking stations on High Holborn. | 2023-06-27 |  | Pending | Office & Retail | Yes | New Build | 1960s | Not listed | 18841 | 24791 | 18841 | 31.58% | 24791 | New and retained basement | Reinforced Concrete | Reinforced Concrete |  |  |  | 17 | 19 | 17 | 2 |  |  | Scotch Partners | Heyne Tillet Steel | Scotch Partners | DSDHA | One Click LCA | Project 4 | 100% | 1
1 Museum Street | Superstructure 2.1-2.3 | 342 | Camden | WC1A 1JR | 2023/2510/P | Planning Portal | Redevelopment of Selkirk House, 166 High Holborn and 1 Museum Street following the substantial demolition of the existing NCP car park and former Travelodge Hotel to provide a mixed-use scheme, providing office, residential, and town centre uses at ground floor level. Works of part-demolition and refurbishment to 10-12 Museum Street, 35-41 New Oxford Street, and 16A-18 West Central Street to provide further town centre ground floor uses and residential floorspace, including affordable housing provision. Provision of new public realm including a new pedestrian route through the site to link West Central Street with High Holborn. Relocation of cycle hire docking stations on High Holborn. | 2023-06-27 |  | Pending | Office & Retail | Yes | New Build | 1960s | Not listed | 18841 | 24791 | 18841 | 31.58% | 24791 | New and retained basement | Reinforced Concrete | Reinforced Concrete |  |  |  | 17 | 19 | 17 | 2 |  |  | Scotch Partners | Heyne Tillet Steel | Scotch Partners | DSDHA | One Click LCA | Project 4 | 100% | 1
1 Museum Street | Superstructure 2.4-2.8 | 101 | Camden | WC1A 1JR | 2023/2510/P | Planning Portal | Redevelopment of Selkirk House, 166 High Holborn and 1 Museum Street following the substantial demolition of the existing NCP car park and former Travelodge Hotel to provide a mixed-use scheme, providing office, residential, and town centre uses at ground floor level. Works of part-demolition and refurbishment to 10-12 Museum Street, 35-41 New Oxford Street, and 16A-18 West Central Street to provide further town centre ground floor uses and residential floorspace, including affordable housing provision. Provision of new public realm including a new pedestrian route through the site to link West Central Street with High Holborn. Relocation of cycle hire docking stations on High Holborn. | 2023-06-27 |  | Pending | Office & Retail | Yes | New Build | 1960s | Not listed | 18841 | 24791 | 18841 | 31.58% | 24791 | New and retained basement | Reinforced Concrete | Reinforced Concrete |  |  |  | 17 | 19 | 17 | 2 |  |  | Scotch Partners | Heyne Tillet Steel | Scotch Partners | DSDHA | One Click LCA | Project 4 | 100% | 1
1 Southwark Bridge Road | Substructure 1.1 | 6 | Southwark | EC4R 1QS | 21/AP/0599 | Planning Portal | Exising building enhanced and re-clad. Façade and roof coverings replaced, additional storey at roof level, infill Refurbishments | 2021-02-22 | 2022-07-13 | Granted | Office | No | Light Refurbishment | 1980s | Not listed | 18636 | 21363 | 0 | 14.63% | 2727 | No new basement | Reinforced Concrete |  |  |  |  | 7 | 8 | 8 | 1 |  |  | Hurley Palmer Flatt | Webb Yates | Hurley Palmer Flatt | BDG architecture + design | One Click LCA | Project 5 | 0% | 4
1 Southwark Bridge Road | Superstructure 2.1-2.3 | 98 | Southwark | EC4R 1QS | 21/AP/0599 | Planning Portal | Exising building enhanced and re-clad. Façade and roof coverings replaced, additional storey at roof level, infill Refurbishments | 2021-02-22 | 2022-07-13 | Granted | Office | No | Light Refurbishment | 1980s | Not listed | 18636 | 21363 | 0 | 14.63% | 2727 | No new basement | Reinforced Concrete |  |  |  |  | 7 | 8 | 8 | 1 |  |  | Hurley Palmer Flatt | Webb Yates | Hurley Palmer Flatt | BDG architecture + design | One Click LCA | Project 5 | 0% | 4
1 Southwark Bridge Road | Superstructure 2.4-2.8 | 106 | Southwark | EC4R 1QS | 21/AP/0599 | Planning Portal | Exising building enhanced and re-clad. Façade and roof coverings replaced, additional storey at roof level, infill Refurbishments | 2021-02-22 | 2022-07-13 | Granted | Office | No | Light Refurbishment | 1980s | Not listed | 18636 | 21363 | 0 | 14.63% | 2727 | No new basement | Reinforced Concrete |  |  |  |  | 7 | 8 | 8 | 1 |  |  | Hurley Palmer Flatt | Webb Yates | Hurley Palmer Flatt | BDG architecture + design | One Click LCA | Project 5 | 0% | 4
100 And 108 Fetter Lane | Superstructure 2.1-2.3 | 206 | City of London | EC4A 1ES | 21/00534/FULMAJ | Planning Portal | Demolition of 100 Fetter Lane and construction of a new building for office use (Class E) and a flexible commercial unit (Class E(a)(b)(c)(d)), comprising a basement level, ground, mezzanine and 12 upper storeys plus roof plant level, creation of a new pedestrian route and pocket square at ground level, ancillary cycle parking, servicing, plant and enabling works. | 2021-06-18 | 2021-09-29 | Granted | Office | No | New Build | 1950s | Not listed | 6392 | 13553 | 6392 | 112% | 13553 | New | Steel | Reinforced Concrete |  |  |  | 9 | 14 | 13 | 5 |  |  | Waterman Group | Waterman Group | Waterman Group | Fletcher Priest Architects | One Click LCA | Project 8 | 100% | 1
100 And 108 Fetter Lane | Superstructure 2.4-2.8 | 54 | City of London | EC4A 1ES | 21/00534/FULMAJ | Planning Portal | Demolition of 100 Fetter Lane and construction of a new building for office use (Class E) and a flexible commercial unit (Class E(a)(b)(c)(d)), comprising a basement level, ground, mezzanine and 12 upper storeys plus roof plant level, creation of a new pedestrian route and pocket square at ground level, ancillary cycle parking, servicing, plant and enabling works. | 2021-06-18 | 2021-09-29 | Granted | Office | No | New Build | 1950s | Not listed | 6392 | 13553 | 6392 | 112% | 13553 | New | Steel | Reinforced Concrete |  |  |  | 9 | 14 | 13 | 5 |  |  | Waterman Group | Waterman Group | Waterman Group | Fletcher Priest Architects | One Click LCA | Project 8 | 100% | 1
100 Grays Inn Road | Substructure 1.1 | 72 | Camden | WC1X 8AL | 2022/4259/P | Planning Portal | Demolition of 100 Gray’s Inn Road and 127 Clerkenwell Road and the erection of a mixed-use office led (Class E) development comprising a basement, ground plus eight storey building for flexible retail / restaurant / office uses at ground floor and basement (Class E), basement excavation, provision of roof terraces, external plant equipment and enclosures, servicing bay, waste storage, cycle parking, public realm works; partial demolition and Refurbishment of 88 Gray’s Inn Road for use of the upper floors for housing (Class C3) and ground floor as offices (Class E) with associated external alterations and associated works. | 2022-10-11 |  | Pending | Office & Retail | Yes | Substructure and/or Façade Retained | 1960s | Not listed | 7893 | 12747 | 7893 | 61.5% | 12747 | No new basement | Reinforced Concrete | Timber |  |  |  | 9 | 12 | 11 | 3 |  |  | Max Fordham | Heyne Tillet Steel | Max Fordham | Piercy & Company | One Click LCA | Project 9 | 100% | 2
100 Grays Inn Road | Superstructure 2.1-2.3 | 84 | Camden | WC1X 8AL | 2022/4259/P | Planning Portal | Demolition of 100 Gray’s Inn Road and 127 Clerkenwell Road and the erection of a mixed-use office led (Class E) development comprising a basement, ground plus eight storey building for flexible retail / restaurant / office uses at ground floor and basement (Class E), basement excavation, provision of roof terraces, external plant equipment and enclosures, servicing bay, waste storage, cycle parking, public realm works; partial demolition and Refurbishment of 88 Gray’s Inn Road for use of the upper floors for housing (Class C3) and ground floor as offices (Class E) with associated external alterations and associated works. | 2022-10-11 |  | Pending | Office & Retail | Yes | Substructure and/or Façade Retained | 1960s | Not listed | 7893 | 12747 | 7893 | 61.5% | 12747 | No new basement | Reinforced Concrete | Timber |  |  |  | 9 | 12 | 11 | 3 |  |  | Max Fordham | Heyne Tillet Steel | Max Fordham | Piercy & Company | One Click LCA | Project 9 | 100% | 2
100 Grays Inn Road | Superstructure 2.4-2.8 | 48 | Camden | WC1X 8AL | 2022/4259/P | Planning Portal | Demolition of 100 Gray’s Inn Road and 127 Clerkenwell Road and the erection of a mixed-use office led (Class E) development comprising a basement, ground plus eight storey building for flexible retail / restaurant / office uses at ground floor and basement (Class E), basement excavation, provision of roof terraces, external plant equipment and enclosures, servicing bay, waste storage, cycle parking, public realm works; partial demolition and Refurbishment of 88 Gray’s Inn Road for use of the upper floors for housing (Class C3) and ground floor as offices (Class E) with associated external alterations and associated works. | 2022-10-11 |  | Pending | Office & Retail | Yes | Substructure and/or Façade Retained | 1960s | Not listed | 7893 | 12747 | 7893 | 61.5% | 12747 | No new basement | Reinforced Concrete | Timber |  |  |  | 9 | 12 | 11 | 3 |  |  | Max Fordham | Heyne Tillet Steel | Max Fordham | Piercy & Company | One Click LCA | Project 9 | 100% | 2
100 New Bridge Street | Substructure 1.1 | 0 | City of London | EC4V 6JJ | 22/00748/FULMAJ | Planning Portal | Maximum retention + Refurbishment, 85% of RC walls and other structural components retained, 90% of floor and metal deck retained. | 2022-08-11 | 2023-06-29 | Granted | Office & Retail | No | Light Refurbishment | 1990s | Not listed | 20384 | 23393 |  | 14.76% | 3009 |  | Steel |  |  |  |  | 11 | 12 | 11 | 1 |  |  | Long and Partners | Waterman Group | Long and Partners | Gensler | Sturgis Carbon Calculator | Project 10 | 0% | 4
100 New Bridge Street | Superstructure 2.1-2.3 | 108 | City of London | EC4V 6JJ | 22/00748/FULMAJ | Planning Portal | Maximum retention + Refurbishment, 85% of RC walls and other structural components retained, 90% of floor and metal deck retained. | 2022-08-11 | 2023-06-29 | Granted | Office & Retail | No | Light Refurbishment | 1990s | Not listed | 20384 | 23393 |  | 14.76% | 3009 |  | Steel |  |  |  |  | 11 | 12 | 11 | 1 |  |  | Long and Partners | Waterman Group | Long and Partners | Gensler | Sturgis Carbon Calculator | Project 10 | 0% | 4
100 New Bridge Street | Superstructure 2.4-2.8 | 111 | City of London | EC4V 6JJ | 22/00748/FULMAJ | Planning Portal | Maximum retention + Refurbishment, 85% of RC walls and other structural components retained, 90% of floor and metal deck retained. | 2022-08-11 | 2023-06-29 | Granted | Office & Retail | No | Light Refurbishment | 1990s | Not listed | 20384 | 23393 |  | 14.76% | 3009 |  | Steel |  |  |  |  | 11 | 12 | 11 | 1 |  |  | Long and Partners | Waterman Group | Long and Partners | Gensler | Sturgis Carbon Calculator | Project 10 | 0% | 4
101 Whitechapel High Street | Substructure 1.1 | 325 | Tower Hamlets | E1 7RA | PA/20/02726/R | Planning Portal | Demolition of 101 Whitechapel High Street, 2 ? 6 Commercial Street and the western annex of the Canon Barnett Primary School; partial demolition and partial retention of 102 - 105 Whitechapel High Street (with internal alterations); and redevelopment to provide a building ranging from ground plus 4-14 storeys, comprising office and retail (Class E); relocation and expansion of the existing school playground; associated cycle parking, hard and soft landscaping another associated works. | 2021-01-12 | 2022-02-22 | Not granted | Office | Yes | Heavy Refurbishment | 1900s | Not listed | 7366 | 40772 | 4693 | 453.5% | 38099 | New | [5 empty] | 5 | 18 | 15 | 13 |  |  | Buro Happold | Buro Happold | Buro Happold | Foster + Partners | One Click LCA | Project 11 | 63.71% | 3
101 Whitechapel High Street | Superstructure 2.1-2.3 | 219 | Tower Hamlets | E1 7RA | PA/20/02726/R | Planning Portal | Demolition of 101 Whitechapel High Street, 2 ? 6 Commercial Street and the western annex of the Canon Barnett Primary School; partial demolition and partial retention of 102 - 105 Whitechapel High Street (with internal alterations); and redevelopment to provide a building ranging from ground plus 4-14 storeys, comprising office and retail (Class E); relocation and expansion of the existing school playground; associated cycle parking, hard and soft landscaping another associated works. | 2021-01-12 | 2022-02-22 | Not granted | Office | Yes | Heavy Refurbishment | 1900s | Not listed | 7366 | 40772 | 4693 | 453.5% | 38099 | New | [5 empty] | 5 | 18 | 15 | 13 |  |  | Buro Happold | Buro Happold | Buro Happold | Foster + Partners | One Click LCA | Project 11 | 63.71% | 3
101 Whitechapel High Street | Superstructure 2.4-2.8 | 189 | Tower Hamlets | E1 7RA | PA/20/02726/R | Planning Portal | Demolition of 101 Whitechapel High Street, 2 ? 6 Commercial Street and the western annex of the Canon Barnett Primary School; partial demolition and partial retention of 102 - 105 Whitechapel High Street (with internal alterations); and redevelopment to provide a building ranging from ground plus 4-14 storeys, comprising office and retail (Class E); relocation and expansion of the existing school playground; associated cycle parking, hard and soft landscaping another associated works. | 2021-01-12 | 2022-02-22 | Not granted | Office | Yes | Heavy Refurbishment | 1900s | Not listed | 7366 | 40772 | 4693 | 453.5% | 38099 | New | [5 empty] | 5 | 18 | 15 | 13 |  |  | Buro Happold | Buro Happold | Buro Happold | Foster + Partners | One Click LCA | Project 11 | 63.71% | 3
115 - 123 Houndsditch | Substructure 1.1 | 110 | City of London | EC3A 7BR | 21/00622/FULEIA | Planning Portal | Demolition of existing buildings and construction of a new building comprising four basement levels (plus one basement mezzanine), ground floor plus 23 upper storeys, including office use (Class E), flexible retail / cafe use (Class E); community space (Sui Generis), ancillary basement cycle parking, servicing and plant; new public realm and highway works; and other works associated with the development. ¦ 115 - 123 Houndsditch London EC3A 7BU | 2021-07-19 | 2022-02-01 | Granted | Office & Retail | No | New Build | 1980s | Not listed | 14326 | 66881 | 14326 | 366.9% | 66881 | New | [5 empty] | 7 | 28 | 24 | 22 |  |  | Atelier Ten | AKT II | Norman, Disney & Young | Allford Hall Monaghan Morris | One Click LCA | Project 12 | 100% | 1
115 - 123 Houndsditch | Superstructure 2.1-2.3 | 122 | City of London | EC3A 7BR | 21/00622/FULEIA | Planning Portal | Demolition of existing buildings and construction of a new building comprising four basement levels (plus one basement mezzanine), ground floor plus 23 upper storeys, including office use (Class E), flexible retail / cafe use (Class E); community space (Sui Generis), ancillary basement cycle parking, servicing and plant; new public realm and highway works; and other works associated with the development. ¦ 115 - 123 Houndsditch London EC3A 7BU | 2021-07-19 | 2022-02-01 | Granted | Office & Retail | No | New Build | 1980s | Not listed | 14326 | 66881 | 14326 | 366.9% | 66881 | New | [5 empty] | 7 | 28 | 24 | 22 |  |  | Atelier Ten | AKT II | Norman, Disney & Young | Allford Hall Monaghan Morris | One Click LCA | Project 12 | 100% | 1
115 - 123 Houndsditch | Superstructure 2.4-2.8 | 36 | City of London | EC3A 7BR | 21/00622/FULEIA | Planning Portal | Demolition of existing buildings and construction of a new building comprising four basement levels (plus one basement mezzanine), ground floor plus 23 upper storeys, including office use (Class E), flexible retail / cafe use (Class E); community space (Sui Generis), ancillary basement cycle parking, servicing and plant; new public realm and highway works; and other works associated with the development. ¦ 115 - 123 Houndsditch London EC3A 7BU | 2021-07-19 | 2022-02-01 | Granted | Office & Retail | No | New Build | 1980s | Not listed | 14326 | 66881 | 14326 | 366.9% | 66881 | New | [5 empty] | 7 | 28 | 24 | 22 |  |  | Atelier Ten | AKT II | Norman, Disney & Young | Allford Hall Monaghan Morris | One Click LCA | Project 12 | 100% | 1
120 Fleet Street | Substructure 1.1 | 30 | City of London | EC4A 2BE | 21/00538/FULEIA | Planning Portal | Demolition of existing River Court building, part demolition of basement and foundations, erection of new building with 2 basement levels and ground floor plus 20-storeys. Change of use of Daily Express Building alterations/refurbishment to listed building. | 2021-10-26 | 2021-10-26 |  | Office | Yes | Heavy Refurbishment | 1930s | Grade II* | 58818 | 74065.1667 | 54427.1667 | 25.92% | 69674.3333 | New and retained basement | Reinforced Concrete | Steel |  |  | Minimal intervention | 7 | 23 | 21 | 1 | 21 |  | chapmanbdsp | AKT II | chapmanbdsp | Bjarke Ingels Group | One Click LCA | Project 13 | 92.53% | 3
120 Fleet Street | Superstructure 2.1-2.3 | 440 | City of London | EC4A 2BE | 21/00538/FULEIA | Planning Portal | Demolition of existing River Court building, part demolition of basement and foundations, erection of new building with 2 basement levels and ground floor plus 20-storeys. Change of use of Daily Express Building alterations/refurbishment to listed building. | 2021-10-26 | 2021-10-26 |  | Office | Yes | Heavy Refurbishment | 1930s | Grade II* | 58818 | 74065.1667 | 54427.1667 | 25.92% | 69674.3333 | New and retained basement | Reinforced Concrete | Steel |  |  | Minimal intervention | 7 | 23 | 21 | 1 | 21 |  | chapmanbdsp | AKT II | chapmanbdsp | Bjarke Ingels Group | One Click LCA | Project 13 | 92.53% | 3
120 Fleet Street | Superstructure 2.4-2.8 | 165 | City of London | EC4A 2BE | 21/00538/FULEIA | Planning Portal | Demolition of existing River Court building, part demolition of basement and foundations, erection of new building with 2 basement levels and ground floor plus 20-storeys. Change of use of Daily Express Building alterations/refurbishment to listed building. | 2021-10-26 | 2021-10-26 |  | Office | Yes | Heavy Refurbishment | 1930s | Grade II* | 58818 | 74065.1667 | 54427.1667 | 25.92% | 69674.3333 | New and retained basement | Reinforced Concrete | Steel |  |  | Minimal intervention | 7 | 23 | 21 | 1 | 21 |  | chapmanbdsp | AKT II | chapmanbdsp | Bjarke Ingels Group | One Click LCA | Project 13 | 92.53% | 3
14-21 Holborn Viaduct | Substructure 1.1 | 142 | City of London | EC1A 2DE | 21/00755/FULMAJ | Planning Portal | Demolition of existing buildings at 14-21 Holborn Viaduct, 34-35 and 32-33A Farringdon Street, and construction of a new building arranged over 2 basement levels, ground and 10 upper floors to Holborn Viaduct and 12 upper floors to Farringdon Street to provide a new Commercial, Business and Service (Class E) building; new publicly accessible lift to provide step-free access between Holborn Viaduct and Farringdon Street; hard and soft landscaping works and other works incidental to the development. | 2021-09-03 | 2022-02-07 | Granted | Office & Retail | No | Substructure and/or Façade Retained | 1920s | Not listed | 16944 | 35948 |  | 112.2% | 19004 | [6 empty] | 11 | 15 | 13 | 4 |  |  | Hilson Moran | Heyne Tillet Steel | Hilson Moran | PLP Architecture | eTool LCD | Project 14 | 0% | 2
14-21 Holborn Viaduct | Superstructure 2.1-2.3 | 316 | City of London | EC1A 2DE | 21/00755/FULMAJ | Planning Portal | Demolition of existing buildings at 14-21 Holborn Viaduct, 34-35 and 32-33A Farringdon Street, and construction of a new building arranged over 2 basement levels, ground and 10 upper floors to Holborn Viaduct and 12 upper floors to Farringdon Street to provide a new Commercial, Business and Service (Class E) building; new publicly accessible lift to provide step-free access between Holborn Viaduct and Farringdon Street; hard and soft landscaping works and other works incidental to the development. | 2021-09-03 | 2022-02-07 | Granted | Office & Retail | No | Substructure and/or Façade Retained | 1920s | Not listed | 16944 | 35948 |  | 112.2% | 19004 | [6 empty] | 11 | 15 | 13 | 4 |  |  | Hilson Moran | Heyne Tillet Steel | Hilson Moran | PLP Architecture | eTool LCD | Project 14 | 0% | 2
14-21 Holborn Viaduct | Superstructure 2.4-2.8 | 159 | City of London | EC1A 2DE | 21/00755/FULMAJ | Planning Portal | Demolition of existing buildings at 14-21 Holborn Viaduct, 34-35 and 32-33A Farringdon Street, and construction of a new building arranged over 2 basement levels, ground and 10 upper floors to Holborn Viaduct and 12 upper floors to Farringdon Street to provide a new Commercial, Business and Service (Class E) building; new publicly accessible lift to provide step-free access between Holborn Viaduct and Farringdon Street; hard and soft landscaping works and other works incidental to the development. | 2021-09-03 | 2022-02-07 | Granted | Office & Retail | No | Substructure and/or Façade Retained | 1920s | Not listed | 16944 | 35948 |  | 112.2% | 19004 | [6 empty] | 11 | 15 | 13 | 4 |  |  | Hilson Moran | Heyne Tillet Steel | Hilson Moran | PLP Architecture | eTool LCD | Project 14 | 0% | 2
1-5 Lower Marsh | Substructure 1.1 | 4 | Lambeth | SE1 7NT | 23/00357/FUL | Planning Portal | 2 storeys added supported by existing structure's 4th floor slab, small area of 5th floor slab demolished and replaced, small ground floor Refurbishment, façade alterations | 2023-02-02 |  | Pending | Office | No | Heavy Refurbishment | 1990s | Not listed | 4927 | 6294 | 132 | 27.75% | 1499 | No new basement | Reinforced Concrete |  | RC Cores / shear walls |  |  | 6 | 8 | 7 | 2 |  |  | Sweco | Davis Maguire | Sweco | Fathom | One Click LCA | Project 15 | 2.679% | 3
1-5 Lower Marsh | Superstructure 2.1-2.3 | 144 | Lambeth | SE1 7NT | 23/00357/FUL | Planning Portal | 2 storeys added supported by existing structure's 4th floor slab, small area of 5th floor slab demolished and replaced, small ground floor Refurbishment, façade alterations | 2023-02-02 |  | Pending | Office | No | Heavy Refurbishment | 1990s | Not listed | 4927 | 6294 | 132 | 27.75% | 1499 | No new basement | Reinforced Concrete |  | RC Cores / shear walls |  |  | 6 | 8 | 7 | 2 |  |  | Sweco | Davis Maguire | Sweco | Fathom | One Click LCA | Project 15 | 2.679% | 3
1-5 Lower Marsh | Superstructure 2.4-2.8 | 64 | Lambeth | SE1 7NT | 23/00357/FUL | Planning Portal | 2 storeys added supported by existing structure's 4th floor slab, small area of 5th floor slab demolished and replaced, small ground floor Refurbishment, façade alterations | 2023-02-02 |  | Pending | Office | No | Heavy Refurbishment | 1990s | Not listed | 4927 | 6294 | 132 | 27.75% | 1499 | No new basement | Reinforced Concrete |  | RC Cores / shear walls |  |  | 6 | 8 | 7 | 2 |  |  | Sweco | Davis Maguire | Sweco | Fathom | One Click LCA | Project 15 | 2.679% | 3
15 Minories, 57-60 & 62 Aldgate High Street And 1 Little Somerset Street | Substructure 1.1 | 76 | City of London | EC3N 1BJ | 16/00406/FULMAJ | Planning Portal | Demolition of existing buildings and erection of a mixed use building with 3 basement levels | 2016-04-15 |  | Pending | Office | No | New Build | 1970s | Not listed | 20231 | 32613 | 20231 | 61.2% | 32613 | New | [6 empty] | 14 | 13 |  |  |  | Hoare Lea | WSP | Hoare Lea | ACME | One Click LCA | Project 16 | 100% | 1
15 Minories, 57-60 & 62 Aldgate High Street And 1 Little Somerset Street | Superstructure 2.1-2.3 | 445 | City of London | EC3N 1BJ | 16/00406/FULMAJ | Planning Portal | Demolition of existing buildings and erection of a mixed use building with 3 basement levels | 2016-04-15 |  | Pending | Office | No | New Build | 1970s | Not listed | 20231 | 32613 | 20231 | 61.2% | 32613 | New | [6 empty] | 14 | 13 |  |  |  | Hoare Lea | WSP | Hoare Lea | ACME | One Click LCA | Project 16 | 100% | 1
15 Minories, 57-60 & 62 Aldgate High Street And 1 Little Somerset Street | Superstructure 2.4-2.8 | 67 | City of London | EC3N 1BJ | 16/00406/FULMAJ | Planning Portal | Demolition of existing buildings and erection of a mixed use building with 3 basement levels | 2016-04-15 |  | Pending | Office | No | New Build | 1970s | Not listed | 20231 | 32613 | 20231 | 61.2% | 32613 | New | [6 empty] | 14 | 13 |  |  |  | Hoare Lea | WSP | Hoare Lea | ACME | One Click LCA | Project 16 | 100% | 1
15-17 Eldon Street | Substructure 1.1 | 3 | City of London | EC2M 7LD | 21/00282/FULMAJ | Planning Portal | Demolition of 5th floor level and Eldon Street facade. Refurbishment and refurbishment of the existing Class E use building to provide a replacement 5th floor level, additional 6th, 7th and 8th floor levels and new facade to Eldon Street. I | 2021-04-09 | 2023-02-14 | Granted | Office | No | Heavy Refurbishment | 1980s | Not listed | 4161 | 5890 | 1009 | 41.55% | 2738 | No new basement | Reinforced Concrete | Steel | RC Cores / shear walls | RC Cores / shear walls | Load balancing at all levels | 7 | 11 | 9 | 4 |  |  | Verte | Frankham Consultancy Group | Butler and Young Associates | Gort Scott |  | Project 17 | 24.25% | 3
15-17 Eldon Street | Superstructure 2.1-2.3 | 88 | City of London | EC2M 7LD | 21/00282/FULMAJ | Planning Portal | Demolition of 5th floor level and Eldon Street facade. Refurbishment and refurbishment of the existing Class E use building to provide a replacement 5th floor level, additional 6th, 7th and 8th floor levels and new facade to Eldon Street. I | 2021-04-09 | 2023-02-14 | Granted | Office | No | Heavy Refurbishment | 1980s | Not listed | 4161 | 5890 | 1009 | 41.55% | 2738 | No new basement | Reinforced Concrete | Steel | RC Cores / shear walls | RC Cores / shear walls | Load balancing at all levels | 7 | 11 | 9 | 4 |  |  | Verte | Frankham Consultancy Group | Butler and Young Associates | Gort Scott |  | Project 17 | 24.25% | 3
15-17 Eldon Street | Superstructure 2.4-2.8 | 98 | City of London | EC2M 7LD | 21/00282/FULMAJ | Planning Portal | Demolition of 5th floor level and Eldon Street facade. Refurbishment and refurbishment of the existing Class E use building to provide a replacement 5th floor level, additional 6th, 7th and 8th floor levels and new facade to Eldon Street. I | 2021-04-09 | 2023-02-14 | Granted | Office | No | Heavy Refurbishment | 1980s | Not listed | 4161 | 5890 | 1009 | 41.55% | 2738 | No new basement | Reinforced Concrete | Steel | RC Cores / shear walls | RC Cores / shear walls | Load balancing at all levels | 7 | 11 | 9 | 4 |  |  | Verte | Frankham Consultancy Group | Butler and Young Associates | Gort Scott |  | Project 17 | 24.25% | 3
166 High Holborn | Substructure 1.1 | 90 | Camden | WC1V 6PB | 2023/2510/P | Planning Portal | Redevelopment of Selkirk House, 166 High Holborn and 1 Museum Street following the substantial demolition of the existing NCP car park and former Travelodge Hotel to provide a mixed-use scheme, providing office, residential, and town centre uses at ground floor level. Works of part-demolition and refurbishment to 10-12 Museum Street, 35-41 New Oxford Street, and 16A-18 West Central Street to provide further town centre ground floor uses and residential floorspace, including affordable housing provision. Provision of new public realm including a new pedestrian route through the site to link West Central Street with High Holborn. Relocation of cycle hire docking stations on High Holborn. | 2023-06-27 |  | Pending | Commercial & Residential |  | New Build |  |  | 0 | 493 | 0 |  | 493 | [7 empty] | 6 | 6 |  |  |  | Scotch Partners | Arup |  |  |  | Project 18 | 100% | 1
166 High Holborn | Superstructure 2.1-2.3 | 278 | Camden | WC1V 6PB | 2023/2510/P | Planning Portal | Redevelopment of Selkirk House, 166 High Holborn and 1 Museum Street following the substantial demolition of the existing NCP car park and former Travelodge Hotel to provide a mixed-use scheme, providing office, residential, and town centre uses at ground floor level. Works of part-demolition and refurbishment to 10-12 Museum Street, 35-41 New Oxford Street, and 16A-18 West Central Street to provide further town centre ground floor uses and residential floorspace, including affordable housing provision. Provision of new public realm including a new pedestrian route through the site to link West Central Street with High Holborn. Relocation of cycle hire docking stations on High Holborn. | 2023-06-27 |  | Pending | Commercial & Residential |  | New Build |  |  | 0 | 493 | 0 |  | 493 | [7 empty] | 6 | 6 |  |  |  | Scotch Partners | Arup |  |  |  | Project 18 | 100% | 1
166 High Holborn | Superstructure 2.4-2.8 | 197 | Camden | WC1V 6PB | 2023/2510/P | Planning Portal | Redevelopment of Selkirk House, 166 High Holborn and 1 Museum Street following the substantial demolition of the existing NCP car park and former Travelodge Hotel to provide a mixed-use scheme, providing office, residential, and town centre uses at ground floor level. Works of part-demolition and refurbishment to 10-12 Museum Street, 35-41 New Oxford Street, and 16A-18 West Central Street to provide further town centre ground floor uses and residential floorspace, including affordable housing provision. Provision of new public realm including a new pedestrian route through the site to link West Central Street with High Holborn. Relocation of cycle hire docking stations on High Holborn. | 2023-06-27 |  | Pending | Commercial & Residential |  | New Build |  |  | 0 | 493 | 0 |  | 493 | [7 empty] | 6 | 6 |  |  |  | Scotch Partners | Arup |  |  |  | Project 18 | 100% | 1
16A-18 West Central Street | Substructure 1.1 | 109 | Camden | WC1A 1JJ | 2023/2510/P | Planning Portal | Demolition of the existing building to leave just the basement walls and slab (existing retaining walls to be temporary propped prior to demolishing the ground floor); and Provide a new build concrete framed residential block with commercial at ground floor and plant space within the existing basement. | 2023-06-27 |  | Pending | Residential (inc. student accomodation) | Yes | Substructure and/or Façade Retained | 1900s | Not listed | 2712 | 3247 | 1718 | 19.73% | 2253 | No new basement | Brickwork and timber | Reinforced Concrete | None |  |  | 3 | 6 | 6 | 3 |  |  | Scotch Partners | Heyne Tillet Steel | Scotch Partners | DSDHA |  | Project 19 | 63.35% | 2
16A-18 West Central Street | Superstructure 2.1-2.3 | 102 | Camden | WC1A 1JJ | 2023/2510/P | Planning Portal | Demolition of the existing building to leave just the basement walls and slab (existing retaining walls to be temporary propped prior to demolishing the ground floor); and Provide a new build concrete framed residential block with commercial at ground floor and plant space within the existing basement. | 2023-06-27 |  | Pending | Residential (inc. student accomodation) | Yes | Substructure and/or Façade Retained | 1900s | Not listed | 2712 | 3247 | 1718 | 19.73% | 2253 | No new basement | Brickwork and timber | Reinforced Concrete | None |  |  | 3 | 6 | 6 | 3 |  |  | Scotch Partners | Heyne Tillet Steel | Scotch Partners | DSDHA |  | Project 19 | 63.35% | 2
16A-18 West Central Street | Superstructure 2.4-2.8 | 100 | Camden | WC1A 1JJ | 2023/2510/P | Planning Portal | Demolition of the existing building to leave just the basement walls and slab (existing retaining walls to be temporary propped prior to demolishing the ground floor); and Provide a new build concrete framed residential block with commercial at ground floor and plant space within the existing basement. | 2023-06-27 |  | Pending | Residential (inc. student accomodation) | Yes | Substructure and/or Façade Retained | 1900s | Not listed | 2712 | 3247 | 1718 | 19.73% | 2253 | No new basement | Brickwork and timber | Reinforced Concrete | None |  |  | 3 | 6 | 6 | 3 |  |  | Scotch Partners | Heyne Tillet Steel | Scotch Partners | DSDHA |  | Project 19 | 63.35% | 2
175 Bishopsgate/Exchange Square | Substructure 1.1 | 0 | City of London | EC2M 3WA | 21/00930/FULMAJ | Planning Portal | Part demolition, Refurbishment to existing façade facing onto square and upper levels. Increase height and widen Arcade. Creation of Refurbishment terraces | 2022-04-04 | 2023-06-14 | Granted | Office & Retail | No | Light Refurbishment | 1980s | Not listed | 55000 | 58903 | 5500 | 7.096% | 9403 | No new basement | Reinforced Concrete | Steel |  |  | Minimal intervention | 12 | 12 | 12 |  |  |  | Sweco |  |  | Fletcher Priest Architects |  | Project 20 | 10% | 4
175 Bishopsgate/Exchange Square | Superstructure 2.1-2.3 | 143 | City of London | EC2M 3WA | 21/00930/FULMAJ | Planning Portal | Part demolition, Refurbishment to existing façade facing onto square and upper levels. Increase height and widen Arcade. Creation of Refurbishment terraces | 2022-04-04 | 2023-06-14 | Granted | Office & Retail | No | Light Refurbishment | 1980s | Not listed | 55000 | 58903 | 5500 | 7.096% | 9403 | No new basement | Reinforced Concrete | Steel |  |  | Minimal intervention | 12 | 12 | 12 |  |  |  | Sweco |  |  | Fletcher Priest Architects |  | Project 20 | 10% | 4
175 Bishopsgate/Exchange Square | Superstructure 2.4-2.8 | 101 | City of London | EC2M 3WA | 21/00930/FULMAJ | Planning Portal | Part demolition, Refurbishment to existing façade facing onto square and upper levels. Increase height and widen Arcade. Creation of Refurbishment terraces | 2022-04-04 | 2023-06-14 | Granted | Office & Retail | No | Light Refurbishment | 1980s | Not listed | 55000 | 58903 | 5500 | 7.096% | 9403 | No new basement | Reinforced Concrete | Steel |  |  | Minimal intervention | 12 | 12 | 12 |  |  |  | Sweco |  |  | Fletcher Priest Architects |  | Project 20 | 10% | 4
18 Blackfriars Road - Office Building | Substructure 1.1 | 85 | Southwark | SE1 9JU | 23/AP/1854 | Planning Portal | 45-storey building above podium. Improvements to existing public house | 2023-07-05 |  |  | Office |  | New Build |  |  |  | 116381 |  |  | 116381 | [7 empty] | 48 | 48 |  |  |  | Arup |  |  |  |  | Project 21 | 100% | 1
18 Blackfriars Road - Office Building | Superstructure 2.1-2.3 | 346 | Southwark | SE1 9JU | 23/AP/1854 | Planning Portal | 45-storey building above podium. Improvements to existing public house | 2023-07-05 |  |  | Office |  | New Build |  |  |  | 116381 |  |  | 116381 | [7 empty] | 48 | 48 |  |  |  | Arup |  |  |  |  | Project 21 | 100% | 1
18 Blackfriars Road - Office Building | Superstructure 2.4-2.8 | 142 | Southwark | SE1 9JU | 23/AP/1854 | Planning Portal | 45-storey building above podium. Improvements to existing public house | 2023-07-05 |  |  | Office |  | New Build |  |  |  | 116381 |  |  | 116381 | [7 empty] | 48 | 48 |  |  |  | Arup |  |  |  |  | Project 21 | 100% | 1
18 Blackfriars Road - Paris Building | Substructure 1.1 | 85 | Southwark | SE1 9JU | 23/AP/1854 | Planning Portal | 22 storey building above podium comprising of affordable residential accommodation. |  |  |  | Residential (inc. student accomodation) |  | New Build |  |  |  | 19384 |  |  | 19384 | [7 empty] | 25 | 25 |  |  |  | Arup |  |  |  |  | Project 22 | 100% | 1
18 Blackfriars Road - Paris Building | Superstructure 2.1-2.3 | 268 | Southwark | SE1 9JU | 23/AP/1854 | Planning Portal | 22 storey building above podium comprising of affordable residential accommodation. |  |  |  | Residential (inc. student accomodation) |  | New Build |  |  |  | 19384 |  |  | 19384 | [7 empty] | 25 | 25 |  |  |  | Arup |  |  |  |  | Project 22 | 100% | 1
18 Blackfriars Road - Paris Building | Superstructure 2.4-2.8 | 206 | Southwark | SE1 9JU | 23/AP/1854 | Planning Portal | 22 storey building above podium comprising of affordable residential accommodation. |  |  |  | Residential (inc. student accomodation) |  | New Build |  |  |  | 19384 |  |  | 19384 | [7 empty] | 25 | 25 |  |  |  | Arup |  |  |  |  | Project 22 | 100% | 1
18 Blackfriars Road - Stamford Building | Substructure 1.1 | 85 | Southwark | SE1 9JU | 23/AP/1854 | Planning Portal | Erection of ground plus 3-storey podium (retail, leisure), 2 basement levels. 2 residential buildings of 22 and 40 storeys above podium. | 2023-07-04 |  |  | Residential (inc. student accomodation) |  | New Build |  |  |  | 39578 |  |  | 39578 | [7 empty] | 42 | 40 |  |  |  | Arup |  |  |  |  | Project 23 | 100% | 1
18 Blackfriars Road - Stamford Building | Superstructure 2.1-2.3 | 269 | Southwark | SE1 9JU | 23/AP/1854 | Planning Portal | Erection of ground plus 3-storey podium (retail, leisure), 2 basement levels. 2 residential buildings of 22 and 40 storeys above podium. | 2023-07-04 |  |  | Residential (inc. student accomodation) |  | New Build |  |  |  | 39578 |  |  | 39578 | [7 empty] | 42 | 40 |  |  |  | Arup |  |  |  |  | Project 23 | 100% | 1
18 Blackfriars Road - Stamford Building | Superstructure 2.4-2.8 | 201 | Southwark | SE1 9JU | 23/AP/1854 | Planning Portal | Erection of ground plus 3-storey podium (retail, leisure), 2 basement levels. 2 residential buildings of 22 and 40 storeys above podium. | 2023-07-04 |  |  | Residential (inc. student accomodation) |  | New Build |  |  |  | 39578 |  |  | 39578 | [7 empty] | 42 | 40 |  |  |  | Arup |  |  |  |  | Project 23 | 100% | 1
181 Talgarth Road | Substructure 1.1 | 63 | Hammersmith and Fulham | W6 8DN | 2021/03561/FUL | Planning Portal | Currently clear site, erection of two buildings | 2021-11-04 | 2022-08-11 |  | Residential (inc. student accomodation) |  | New Build |  |  |  | 16943 |  |  | 16943 | [7 empty] | 16 | 16 |  |  |  | Stroma |  |  |  |  | Project 24 | 100% | 1
181 Talgarth Road | Superstructure 2.1-2.3 | 126 | Hammersmith and Fulham | W6 8DN | 2021/03561/FUL | Planning Portal | Currently clear site, erection of two buildings | 2021-11-04 | 2022-08-11 |  | Residential (inc. student accomodation) |  | New Build |  |  |  | 16943 |  |  | 16943 | [7 empty] | 16 | 16 |  |  |  | Stroma |  |  |  |  | Project 24 | 100% | 1
181 Talgarth Road | Superstructure 2.4-2.8 | 118 | Hammersmith and Fulham | W6 8DN | 2021/03561/FUL | Planning Portal | Currently clear site, erection of two buildings | 2021-11-04 | 2022-08-11 |  | Residential (inc. student accomodation) |  | New Build |  |  |  | 16943 |  |  | 16943 | [7 empty] | 16 | 16 |  |  |  | Stroma |  |  |  |  | Project 24 | 100% | 1
19-35 Sylvan Grove | Substructure 1.1 | 53 | Southwark | SE15 1PD | 23/AP/0582 | Planning Portal | 2 buildings of up to 7 storeys and 34 storeys. Partial demolition, erection of new mixed-use building. | 2023-03-02 |  | Pending | Residential (inc. student accomodation) |  | Heavy Refurbishment | 1920s | Not listed | 2154 | 27476 | 1720 | 1176% | 27042 | New | Masonry and steel | Reinforced Concrete | Moment frame | Cores and bracing | Load balancing at all levels | 2 | 36 | 35 |  | 36 |  | Introba | Civic Engineers |  | TP Bennett |  | Project 26 | 79.85% | 3
19-35 Sylvan Grove | Superstructure 2.1-2.3 |  | Southwark | SE15 1PD | 23/AP/0582 | Planning Portal | 2 buildings of up to 7 storeys and 34 storeys. Partial demolition, erection of new mixed-use building. | 2023-03-02 |  | Pending | Residential (inc. student accomodation) |  | Heavy Refurbishment | 1920s | Not listed | 2154 | 27476 | 1720 | 1176% | 27042 | New | Masonry and steel | Reinforced Concrete | Moment frame | Cores and bracing | Load balancing at all levels | 2 | 36 | 35 |  | 36 |  | Introba | Civic Engineers |  | TP Bennett |  | Project 26 | 79.85% | 3
19-35 Sylvan Grove | Superstructure 2.4-2.8 |  | Southwark | SE15 1PD | 23/AP/0582 | Planning Portal | 2 buildings of up to 7 storeys and 34 storeys. Partial demolition, erection of new mixed-use building. | 2023-03-02 |  | Pending | Residential (inc. student accomodation) |  | Heavy Refurbishment | 1920s | Not listed | 2154 | 27476 | 1720 | 1176% | 27042 | New | Masonry and steel | Reinforced Concrete | Moment frame | Cores and bracing | Load balancing at all levels | 2 | 36 | 35 |  | 36 |  | Introba | Civic Engineers |  | TP Bennett |  | Project 26 | 79.85% | 3
20 Giltspur Street | Substructure 1.1 | 3 | City of London | EC1A 9DD | 22/00867/FULMAJ | Planning Portal | Alteration and Refurbishment of existing building. Infill Refurbishments at upper levels (uppermost floor extended to area of lower floors) . Altered and additional entrances. Altered plant enclosure. Façade alterations. | 2022-09-12 | 2022-12-12 |  | Office | No | Heavy Refurbishment | 2000s | Not listed | 8734 | 11184 | 2023.6 | 28.05% | 4473.6 | No new basement | Steel | Steel | RC Cores / shear walls | RC Cores / shear walls | Load balancing at all levels | 7 | 6 | 6 |  |  | None required | Norman Disney & Young | Elliot Wood | Norman, Disney & Young | Buckley Gray Yeoman |  | Project 30 | 23.17% | 3
20 Giltspur Street | Superstructure 2.1-2.3 | 50 | City of London | EC1A 9DD | 22/00867/FULMAJ | Planning Portal | Alteration and Refurbishment of existing building. Infill Refurbishments at upper levels (uppermost floor extended to area of lower floors) . Altered and additional entrances. Altered plant enclosure. Façade alterations. | 2022-09-12 | 2022-12-12 |  | Office | No | Heavy Refurbishment | 2000s | Not listed | 8734 | 11184 | 2023.6 | 28.05% | 4473.6 | No new basement | Steel | Steel | RC Cores / shear walls | RC Cores / shear walls | Load balancing at all levels | 7 | 6 | 6 |  |  | None required | Norman Disney & Young | Elliot Wood | Norman, Disney & Young | Buckley Gray Yeoman |  | Project 30 | 23.17% | 3
20 Giltspur Street | Superstructure 2.4-2.8 | 51 | City of London | EC1A 9DD | 22/00867/FULMAJ | Planning Portal | Alteration and Refurbishment of existing building. Infill Refurbishments at upper levels (uppermost floor extended to area of lower floors) . Altered and additional entrances. Altered plant enclosure. Façade alterations. | 2022-09-12 | 2022-12-12 |  | Office | No | Heavy Refurbishment | 2000s | Not listed | 8734 | 11184 | 2023.6 | 28.05% | 4473.6 | No new basement | Steel | Steel | RC Cores / shear walls | RC Cores / shear walls | Load balancing at all levels | 7 | 6 | 6 |  |  | None required | Norman Disney & Young | Elliot Wood | Norman, Disney & Young | Buckley Gray Yeoman |  | Project 30 | 23.17% | 3
25 Mandela Way | Substructure 1.1 | 189 | Southwark | SE1 5SZ | 23/AP/0950 | Planning Portal | Up to 4-storey building. | 2023-04-04 |  |  | Industrial |  | New Build |  |  |  | 15118 |  |  | 15118 | [7 empty] | 4 | 4 |  |  |  | ADW Development |  |  |  |  | Project 33 | 100% | 1
25 Mandela Way | Superstructure 2.1-2.3 | 400 | Southwark | SE1 5SZ | 23/AP/0950 | Planning Portal | Up to 4-storey building. | 2023-04-04 |  |  | Industrial |  | New Build |  |  |  | 15118 |  |  | 15118 | [7 empty] | 4 | 4 |  |  |  | ADW Development |  |  |  |  | Project 33 | 100% | 1
25 Mandela Way | Superstructure 2.4-2.8 | 47 | Southwark | SE1 5SZ | 23/AP/0950 | Planning Portal | Up to 4-storey building. | 2023-04-04 |  |  | Industrial |  | New Build |  |  |  | 15118 |  |  | 15118 | [7 empty] | 4 | 4 |  |  |  | ADW Development |  |  |  |  | Project 33 | 100% | 1
257-283 Ilderton Road | Substructure 1.1 | 82 | Southwark | SE15 1EZ | 23/AP/1317 | Planning Portal | 30-storey accommodation block and 10-storey storage facility.Plants on roof | 2023-05-09 |  |  | Residential (inc. student accomodation) |  | New Build |  |  |  | 29541 |  |  | 29541 | [7 empty] | 30 | 30 |  |  |  | Atelier Ten |  |  |  |  | Project 34 | 100% | 1
257-283 Ilderton Road | Superstructure 2.1-2.3 | 149 | Southwark | SE15 1EZ | 23/AP/1317 | Planning Portal | 30-storey accommodation block and 10-storey storage facility.Plants on roof | 2023-05-09 |  |  | Residential (inc. student accomodation) |  | New Build |  |  |  | 29541 |  |  | 29541 | [7 empty] | 30 | 30 |  |  |  | Atelier Ten |  |  |  |  | Project 34 | 100% | 1
257-283 Ilderton Road | Superstructure 2.4-2.8 | 184 | Southwark | SE15 1EZ | 23/AP/1317 | Planning Portal | 30-storey accommodation block and 10-storey storage facility.Plants on roof | 2023-05-09 |  |  | Residential (inc. student accomodation) |  | New Build |  |  |  | 29541 |  |  | 29541 | [7 empty] | 30 | 30 |  |  |  | Atelier Ten |  |  |  |  | Project 34 | 100% | 1
26 To 46 Lisson Grove | Substructure 1.1 | 91 | Westminster | NW1 6TT | 22/05145/FULL | Planning Portal | Reuse part of existing basement | 2022-07-28 | 2023-01-06 |  | Office & Retail | No | Substructure and/or Façade Retained | 1960s | Not listed | 6192 | 10624 | 4404 | 71.58% | 8836 | No new basement | [5 empty] | 5 | 8 | 7 | 3 |  |  | Sweco |  |  |  |  | Project 35 | 71.12% | 2
26 To 46 Lisson Grove | Superstructure 2.1-2.3 | 168 | Westminster | NW1 6TT | 22/05145/FULL | Planning Portal | Reuse part of existing basement | 2022-07-28 | 2023-01-06 |  | Office & Retail | No | Substructure and/or Façade Retained | 1960s | Not listed | 6192 | 10624 | 4404 | 71.58% | 8836 | No new basement | [5 empty] | 5 | 8 | 7 | 3 |  |  | Sweco |  |  |  |  | Project 35 | 71.12% | 2
26 To 46 Lisson Grove | Superstructure 2.4-2.8 | 120 | Westminster | NW1 6TT | 22/05145/FULL | Planning Portal | Reuse part of existing basement | 2022-07-28 | 2023-01-06 |  | Office & Retail | No | Substructure and/or Façade Retained | 1960s | Not listed | 6192 | 10624 | 4404 | 71.58% | 8836 | No new basement | [5 empty] | 5 | 8 | 7 | 3 |  |  | Sweco |  |  |  |  | Project 35 | 71.12% | 2
330 Grays Inn Road | Substructure 1.1 | 73 | Camden | WC1X 8DA | 2023/0904/P | Planning Portal | Retention of an existing building with a two storey Refurbishment, and demolition of all other buildings | 2023-03-03 |  | Pending | Office, Retail & Residential | Yes | Heavy Refurbishment | 1870s | Not listed | 12811 | 35681 | 12097.38 | 178.5% | 34967.38 | New and retained basement | Masonry and steel | Reinforced Concrete | RC Cores / shear walls | RC Cores / shear walls | Load balancing at foundations | 3 | 2 | 5 | 2 | 15 |  | XCO2 | WSP |  | Allford Hall Monaghan Morris | One Click LCA | Project 37 | 94.43% | 3
330 Grays Inn Road | Superstructure 2.1-2.3 | 136 | Camden | WC1X 8DA | 2023/0904/P | Planning Portal | Retention of an existing building with a two storey Refurbishment, and demolition of all other buildings | 2023-03-03 |  | Pending | Office, Retail & Residential | Yes | Heavy Refurbishment | 1870s | Not listed | 12811 | 35681 | 12097.38 | 178.5% | 34967.38 | New and retained basement | Masonry and steel | Reinforced Concrete | RC Cores / shear walls | RC Cores / shear walls | Load balancing at foundations | 3 | 2 | 5 | 2 | 15 |  | XCO2 | WSP |  | Allford Hall Monaghan Morris | One Click LCA | Project 37 | 94.43% | 3
330 Grays Inn Road | Superstructure 2.4-2.8 | 66 | Camden | WC1X 8DA | 2023/0904/P | Planning Portal | Retention of an existing building with a two storey Refurbishment, and demolition of all other buildings | 2023-03-03 |  | Pending | Office, Retail & Residential | Yes | Heavy Refurbishment | 1870s | Not listed | 12811 | 35681 | 12097.38 | 178.5% | 34967.38 | New and retained basement | Masonry and steel | Reinforced Concrete | RC Cores / shear walls | RC Cores / shear walls | Load balancing at foundations | 3 | 2 | 5 | 2 | 15 |  | XCO2 | WSP |  | Allford Hall Monaghan Morris | One Click LCA | Project 37 | 94.43% | 3
334-348 Oxford Street | Substructure 1.1 | 68 | Westminster | W1C 1JG | 21/05110/FULL | Planning Portal | Alterations and Refurbishments to, and partial demolition of, existing building to provide partly extended and refurbished, and partly new, building comprising deepened basement, ground, and nine upper floors | 2021-07-26 | 2022-03-01 | Granted | Office & Retail | No | Heavy Refurbishment | 1970s | Not listed | 33632 | 43040 | 0 | 27.97% | 9408 | New and retained basement | [5 empty] | 8 | 11 | 10 | 3 |  |  | Atelier Ten | AKT II | Atelier Ten | Allford Hall Monaghan Morris | One Click LCA | Project 38 | 0% | 3
334-348 Oxford Street | Superstructure 2.1-2.3 | 262 | Westminster | W1C 1JG | 21/05110/FULL | Planning Portal | Alterations and Refurbishments to, and partial demolition of, existing building to provide partly extended and refurbished, and partly new, building comprising deepened basement, ground, and nine upper floors | 2021-07-26 | 2022-03-01 | Granted | Office & Retail | No | Heavy Refurbishment | 1970s | Not listed | 33632 | 43040 | 0 | 27.97% | 9408 | New and retained basement | [5 empty] | 8 | 11 | 10 | 3 |  |  | Atelier Ten | AKT II | Atelier Ten | Allford Hall Monaghan Morris | One Click LCA | Project 38 | 0% | 3
334-348 Oxford Street | Superstructure 2.4-2.8 | 64 | Westminster | W1C 1JG | 21/05110/FULL | Planning Portal | Alterations and Refurbishments to, and partial demolition of, existing building to provide partly extended and refurbished, and partly new, building comprising deepened basement, ground, and nine upper floors | 2021-07-26 | 2022-03-01 | Granted | Office & Retail | No | Heavy Refurbishment | 1970s | Not listed | 33632 | 43040 | 0 | 27.97% | 9408 | New and retained basement | [5 empty] | 8 | 11 | 10 | 3 |  |  | Atelier Ten | AKT II | Atelier Ten | Allford Hall Monaghan Morris | One Click LCA | Project 38 | 0% | 3
38-42 Southwark Bridge Road | Substructure 1.1 | 96 | Southwark | SE1 9EJ | 22/AP/4006 | Planning Portal |  | 2022-11-23 |  |  | Office |  | New Build |  |  |  | 16870 |  |  | 16870 | [7 empty] | 7 | 7 |  |  |  | Arup |  |  |  |  | Project 39 | 100% | 1
38-42 Southwark Bridge Road | Superstructure 2.1-2.3 | 258 | Southwark | SE1 9EJ | 22/AP/4006 | Planning Portal |  | 2022-11-23 |  |  | Office |  | New Build |  |  |  | 16870 |  |  | 16870 | [7 empty] | 7 | 7 |  |  |  | Arup |  |  |  |  | Project 39 | 100% | 1
38-42 Southwark Bridge Road | Superstructure 2.4-2.8 | 137 | Southwark | SE1 9EJ | 22/AP/4006 | Planning Portal |  | 2022-11-23 |  |  | Office |  | New Build |  |  |  | 16870 |  |  | 16870 | [7 empty] | 7 | 7 |  |  |  | Arup |  |  |  |  | Project 39 | 100% | 1
38-70 Baker Street | Substructure 1.1 | 71 | Westminster | W1U 7BT | 22/08200/FULL | Planning Portal | Reuse of existing basement | 2022-12-01 |  |  | Commercial & Residential | No | Substructure and/or Façade Retained | 1950s | Not listed | 19618 | 33223 | 19618 | 69.35% | 33223 | No new basement | [5 empty] | 7 | 10 | 9 | 3 |  |  | Buro Happold |  |  |  |  | Project 40 | 100% | 2
38-70 Baker Street | Superstructure 2.1-2.3 | 150 | Westminster | W1U 7BT | 22/08200/FULL | Planning Portal | Reuse of existing basement | 2022-12-01 |  |  | Commercial & Residential | No | Substructure and/or Façade Retained | 1950s | Not listed | 19618 | 33223 | 19618 | 69.35% | 33223 | No new basement | [5 empty] | 7 | 10 | 9 | 3 |  |  | Buro Happold |  |  |  |  | Project 40 | 100% | 2
38-70 Baker Street | Superstructure 2.4-2.8 | 108 | Westminster | W1U 7BT | 22/08200/FULL | Planning Portal | Reuse of existing basement | 2022-12-01 |  |  | Commercial & Residential | No | Substructure and/or Façade Retained | 1950s | Not listed | 19618 | 33223 | 19618 | 69.35% | 33223 | No new basement | [5 empty] | 7 | 10 | 9 | 3 |  |  | Buro Happold |  |  |  |  | Project 40 | 100% | 2
45 Hornsey Road | Substructure 1.1 | 74 | Islington | N7 7DD | P2022/1943/FUL | Planning Portal | Demolition of existing building and structure and erection of 12-storey building and refurb. of railway arches | 2022-05-25 | 2023-07-18 |  | Residential (inc. student accomodation) |  | New Build |  |  |  | 9983 |  |  | 9983 | [7 empty] | 12 | 12 |  |  |  | Energist |  |  |  |  | Project 41 | 100% | 1
45 Hornsey Road | Superstructure 2.1-2.3 | 473 | Islington | N7 7DD | P2022/1943/FUL | Planning Portal | Demolition of existing building and structure and erection of 12-storey building and refurb. of railway arches | 2022-05-25 | 2023-07-18 |  | Residential (inc. student accomodation) |  | New Build |  |  |  | 9983 |  |  | 9983 | [7 empty] | 12 | 12 |  |  |  | Energist |  |  |  |  | Project 41 | 100% | 1
45 Hornsey Road | Superstructure 2.4-2.8 | 219 | Islington | N7 7DD | P2022/1943/FUL | Planning Portal | Demolition of existing building and structure and erection of 12-storey building and refurb. of railway arches | 2022-05-25 | 2023-07-18 |  | Residential (inc. student accomodation) |  | New Build |  |  |  | 9983 |  |  | 9983 | [7 empty] | 12 | 12 |  |  |  | Energist |  |  |  |  | Project 41 | 100% | 1
458 Oxford Street | Substructure 1.1 | 129 | Westminster | W1C 1AP | 21/04502/FULL | Planning Portal |  | 2021-07-02 | 2022-03-07 |  | Office |  | New Build |  |  |  | 60777 |  |  | 60777 | [7 empty] | 11 | 9 |  |  |  | Arup | Arup | Arup | Pilbrow & Partners | One Click LCA | Project 42 | 100% | 1
458 Oxford Street | Superstructure 2.1-2.3 | 285 | Westminster | W1C 1AP | 21/04502/FULL | Planning Portal |  | 2021-07-02 | 2022-03-07 |  | Office |  | New Build |  |  |  | 60777 |  |  | 60777 | [7 empty] | 11 | 9 |  |  |  | Arup | Arup | Arup | Pilbrow & Partners | One Click LCA | Project 42 | 100% | 1
458 Oxford Street | Superstructure 2.4-2.8 | 65 | Westminster | W1C 1AP | 21/04502/FULL | Planning Portal |  | 2021-07-02 | 2022-03-07 |  | Office |  | New Build |  |  |  | 60777 |  |  | 60777 | [7 empty] | 11 | 9 |  |  |  | Arup | Arup | Arup | Pilbrow & Partners | One Click LCA | Project 42 | 100% | 1
47-50 Mark Lane | Substructure 1.1 | 98 | City of London | EC3R 7QQ | 22/01245/FULMAJ | Planning Portal | Demolition of existing buildings and structures, retention of existing basement, construction of new ground plus 11-storey building with plant above. | 2022-12-21 | 2023-03-22 |  | Office | No | Substructure and/or Façade Retained | 1960s | Not listed | 16523 | 30218 | 16523 | 82.88% | 30218 | No new basement | [6 empty] | 11 | 11 | 11 |  |  | GXN Innovation | AKT II | Atelier Ten | Orms Designers and Architects | One Click LCA | Project 43 | 100% | 2
47-50 Mark Lane | Superstructure 2.1-2.3 | 181 | City of London | EC3R 7QQ | 22/01245/FULMAJ | Planning Portal | Demolition of existing buildings and structures, retention of existing basement, construction of new ground plus 11-storey building with plant above. | 2022-12-21 | 2023-03-22 |  | Office | No | Substructure and/or Façade Retained | 1960s | Not listed | 16523 | 30218 | 16523 | 82.88% | 30218 | No new basement | [6 empty] | 11 | 11 | 11 |  |  | GXN Innovation | AKT II | Atelier Ten | Orms Designers and Architects | One Click LCA | Project 43 | 100% | 2
47-50 Mark Lane | Superstructure 2.4-2.8 | 86 | City of London | EC3R 7QQ | 22/01245/FULMAJ | Planning Portal | Demolition of existing buildings and structures, retention of existing basement, construction of new ground plus 11-storey building with plant above. | 2022-12-21 | 2023-03-22 |  | Office | No | Substructure and/or Façade Retained | 1960s | Not listed | 16523 | 30218 | 16523 | 82.88% | 30218 | No new basement | [6 empty] | 11 | 11 | 11 |  |  | GXN Innovation | AKT II | Atelier Ten | Orms Designers and Architects | One Click LCA | Project 43 | 100% | 2
61 - 65 Holborn Viaduct London EC1A 2FD | Substructure 1.1 | 89 | City of London | EC1A 2DE | 21/00781/FULMAJ | Planning Portal | Erection of new ground plus 12-storey building with 2 basement levels, existing single storey basement wall is re-used | 2021-09-13 | 2022-02-01 |  | Residential (inc. student accomodation) |  | New Build |  |  |  | 20463 |  |  | 20463 | [7 empty] | 14 | 12 |  |  |  | Hodkinson |  |  |  |  | Project 48 | 100% | 1
61 - 65 Holborn Viaduct London EC1A 2FD | Superstructure 2.1-2.3 | 126 | City of London | EC1A 2DE | 21/00781/FULMAJ | Planning Portal | Erection of new ground plus 12-storey building with 2 basement levels, existing single storey basement wall is re-used | 2021-09-13 | 2022-02-01 |  | Residential (inc. student accomodation) |  | New Build |  |  |  | 20463 |  |  | 20463 | [7 empty] | 14 | 12 |  |  |  | Hodkinson |  |  |  |  | Project 48 | 100% | 1
61 - 65 Holborn Viaduct London EC1A 2FD | Superstructure 2.4-2.8 | 247 | City of London | EC1A 2DE | 21/00781/FULMAJ | Planning Portal | Erection of new ground plus 12-storey building with 2 basement levels, existing single storey basement wall is re-used | 2021-09-13 | 2022-02-01 |  | Residential (inc. student accomodation) |  | New Build |  |  |  | 20463 |  |  | 20463 | [7 empty] | 14 | 12 |  |  |  | Hodkinson |  |  |  |  | Project 48 | 100% | 1
6-12 Verney Road | Substructure 1.1 | 194 | Southwark | SE16 3FN | 23/AP/0948 | Planning Portal | Up to 4-storey building. | 2023-04-05 |  |  | Industrial |  | New Build |  |  |  | 20864 |  |  | 20864 | [7 empty] | 4 | 4 |  |  |  | Insignis |  |  |  |  | Project 49 | 100% | 1
6-12 Verney Road | Superstructure 2.1-2.3 | 472 | Southwark | SE16 3FN | 23/AP/0948 | Planning Portal | Up to 4-storey building. | 2023-04-05 |  |  | Industrial |  | New Build |  |  |  | 20864 |  |  | 20864 | [7 empty] | 4 | 4 |  |  |  | Insignis |  |  |  |  | Project 49 | 100% | 1
6-12 Verney Road | Superstructure 2.4-2.8 | 48 | Southwark | SE16 3FN | 23/AP/0948 | Planning Portal | Up to 4-storey building. | 2023-04-05 |  |  | Industrial |  | New Build |  |  |  | 20864 |  |  | 20864 | [7 empty] | 4 | 4 |  |  |  | Insignis |  |  |  |  | Project 49 | 100% | 1
63 - 66 Coleman Street | Substructure 1.1 | 48 | City of London | EC2R 5AN | 21/00694/FULMAJ | Planning Portal | Front façade retention | 2021-08-09 | 2022-12-14 |  | Office & Retail | No | Substructure and/or Façade Retained | 1870s | Not listed | 3851 | 5220 | 3851 | 35.55% | 5220 | [6 empty] | 8 | 10 | 9 | 2 |  |  | FLATT | Heyne Tillet Steel | FLATT | Emrys Architects | One Click LCA | Project 50 | 100% | 2
63 - 66 Coleman Street | Superstructure 2.1-2.3 | 384 | City of London | EC2R 5AN | 21/00694/FULMAJ | Planning Portal | Front façade retention | 2021-08-09 | 2022-12-14 |  | Office & Retail | No | Substructure and/or Façade Retained | 1870s | Not listed | 3851 | 5220 | 3851 | 35.55% | 5220 | [6 empty] | 8 | 10 | 9 | 2 |  |  | FLATT | Heyne Tillet Steel | FLATT | Emrys Architects | One Click LCA | Project 50 | 100% | 2
63 - 66 Coleman Street | Superstructure 2.4-2.8 | 79 | City of London | EC2R 5AN | 21/00694/FULMAJ | Planning Portal | Front façade retention | 2021-08-09 | 2022-12-14 |  | Office & Retail | No | Substructure and/or Façade Retained | 1870s | Not listed | 3851 | 5220 | 3851 | 35.55% | 5220 | [6 empty] | 8 | 10 | 9 | 2 |  |  | FLATT | Heyne Tillet Steel | FLATT | Emrys Architects | One Click LCA | Project 50 | 100% | 2
65 Gresham St | Substructure 1.1 | 17 | City of London | EC2V 7NQ | 22/00848/FULMAJ | Planning Portal | Horizontal Refurbishment at 8th and 9th floor levels and three-storey vertical Refurbishment plus plant enclosure to create Class E floorspace; alterations and refurbishment to existing windows and facades; structural alterations and repositioning of cores; creation of new and refurbished entrances on Gresham Street and at the junction of Aldermanbury and Love Lane; creation of inset balconies; creation of roof terraces at levels 8, 10 and 12; removal and replacement of plant and installation of PV; public realm improvements for new hard and soft landscaping; removal of ground floor mezzanine level facilitating the provision of retail frontages and retail units to Aldermanbury; provision of cycle storage and other works incidental to the development. ¦ 65 Gresham Street London EC2V 7NQ | 2022-09-07 |  | Pending | Office | No | Heavy Refurbishment | 2000s | Not listed | 41136 | 54290 | 0 | 31.98% | 13154 | No new basement | [5 empty] | 12 | 17 | 14 | 5 | 2 |  | Longevity Partners | Buro Happold | Atelier Ten | Squire and Partners | One Click LCA | Project 51 | 0% | 3
65 Gresham St | Superstructure 2.1-2.3 | 97 | City of London | EC2V 7NQ | 22/00848/FULMAJ | Planning Portal | Horizontal Refurbishment at 8th and 9th floor levels and three-storey vertical Refurbishment plus plant enclosure to create Class E floorspace; alterations and refurbishment to existing windows and facades; structural alterations and repositioning of cores; creation of new and refurbished entrances on Gresham Street and at the junction of Aldermanbury and Love Lane; creation of inset balconies; creation of roof terraces at levels 8, 10 and 12; removal and replacement of plant and installation of PV; public realm improvements for new hard and soft landscaping; removal of ground floor mezzanine level facilitating the provision of retail frontages and retail units to Aldermanbury; provision of cycle storage and other works incidental to the development. ¦ 65 Gresham Street London EC2V 7NQ | 2022-09-07 |  | Pending | Office | No | Heavy Refurbishment | 2000s | Not listed | 41136 | 54290 | 0 | 31.98% | 13154 | No new basement | [5 empty] | 12 | 17 | 14 | 5 | 2 |  | Longevity Partners | Buro Happold | Atelier Ten | Squire and Partners | One Click LCA | Project 51 | 0% | 3
65 Gresham St | Superstructure 2.4-2.8 | 35 | City of London | EC2V 7NQ | 22/00848/FULMAJ | Planning Portal | Horizontal Refurbishment at 8th and 9th floor levels and three-storey vertical Refurbishment plus plant enclosure to create Class E floorspace; alterations and refurbishment to existing windows and facades; structural alterations and repositioning of cores; creation of new and refurbished entrances on Gresham Street and at the junction of Aldermanbury and Love Lane; creation of inset balconies; creation of roof terraces at levels 8, 10 and 12; removal and replacement of plant and installation of PV; public realm improvements for new hard and soft landscaping; removal of ground floor mezzanine level facilitating the provision of retail frontages and retail units to Aldermanbury; provision of cycle storage and other works incidental to the development. ¦ 65 Gresham Street London EC2V 7NQ | 2022-09-07 |  | Pending | Office | No | Heavy Refurbishment | 2000s | Not listed | 41136 | 54290 | 0 | 31.98% | 13154 | No new basement | [5 empty] | 12 | 17 | 14 | 5 | 2 |  | Longevity Partners | Buro Happold | Atelier Ten | Squire and Partners | One Click LCA | Project 51 | 0% | 3
7 Millbank | Substructure 1.1 | 335 | Westminster | SW1P 3JA | 21/01508/FULL | Planning Portal |  | 2021-03-10 | 2022-02-08 |  | Office |  | New Build |  |  |  | 19414 |  |  | 19414 | [7 empty] | 10 | 8 |  |  |  | Hilson Moran |  |  |  |  | Project 53 | 100% | 1
7 Millbank | Superstructure 2.1-2.3 | 463 | Westminster | SW1P 3JA | 21/01508/FULL | Planning Portal |  | 2021-03-10 | 2022-02-08 |  | Office |  | New Build |  |  |  | 19414 |  |  | 19414 | [7 empty] | 10 | 8 |  |  |  | Hilson Moran |  |  |  |  | Project 53 | 100% | 1
7 Millbank | Superstructure 2.4-2.8 | 129 | Westminster | SW1P 3JA | 21/01508/FULL | Planning Portal |  | 2021-03-10 | 2022-02-08 |  | Office |  | New Build |  |  |  | 19414 |  |  | 19414 | [7 empty] | 10 | 8 |  |  |  | Hilson Moran |  |  |  |  | Project 53 | 100% | 1
747-759 & 765-775 Old Kent Road | Substructure 1.1 | 45 | Southwark | SE15 1NZ | 23/AP/1862 | Planning Portal | Building A: 33 storeys + basement. B: 19 storeys. C: 15 storeys. D: 20 storeys | 2023-07-03 |  |  | Residential (inc. student accomodation) |  | New Build |  |  |  | 51386 |  |  | 51386 | [7 empty] | 35 | 33 |  |  |  | Whitecode |  |  |  |  | Project 55 | 100% | 1
747-759 & 765-775 Old Kent Road | Superstructure 2.1-2.3 | 156 | Southwark | SE15 1NZ | 23/AP/1862 | Planning Portal | Building A: 33 storeys + basement. B: 19 storeys. C: 15 storeys. D: 20 storeys | 2023-07-03 |  |  | Residential (inc. student accomodation) |  | New Build |  |  |  | 51386 |  |  | 51386 | [7 empty] | 35 | 33 |  |  |  | Whitecode |  |  |  |  | Project 55 | 100% | 1
747-759 & 765-775 Old Kent Road | Superstructure 2.4-2.8 | 336 | Southwark | SE15 1NZ | 23/AP/1862 | Planning Portal | Building A: 33 storeys + basement. B: 19 storeys. C: 15 storeys. D: 20 storeys | 2023-07-03 |  |  | Residential (inc. student accomodation) |  | New Build |  |  |  | 51386 |  |  | 51386 | [7 empty] | 35 | 33 |  |  |  | Whitecode |  |  |  |  | Project 55 | 100% | 1
76-78 Upper Ground | Substructure 1.1 | 6 | Lambeth | SE1 9PZ | 21/01142/FUL | Planning Portal | Refurbishment, partial demolition and Refurbishment of the existing building, 80% retention. New core. Plant on roof extended. | 2021-03-19 | 2021-12-23 |  | Office | No | Heavy Refurbishment | 1980s | Grade II | 27790 | 38840 | 5060 | 39.76% | 16110 | No new basement | [5 empty] | 6 | 7 | 6 | 1 | 4 |  | Watkins Payne | Heyne Tillet Steel | Watkins Payne Partnership | Allford Hall Monaghan Morris | One Click LCA | Project 56 | 18.21% | 3
76-78 Upper Ground | Superstructure 2.1-2.3 | 270 | Lambeth | SE1 9PZ | 21/01142/FUL | Planning Portal | Refurbishment, partial demolition and Refurbishment of the existing building, 80% retention. New core. Plant on roof extended. | 2021-03-19 | 2021-12-23 |  | Office | No | Heavy Refurbishment | 1980s | Grade II | 27790 | 38840 | 5060 | 39.76% | 16110 | No new basement | [5 empty] | 6 | 7 | 6 | 1 | 4 |  | Watkins Payne | Heyne Tillet Steel | Watkins Payne Partnership | Allford Hall Monaghan Morris | One Click LCA | Project 56 | 18.21% | 3
76-78 Upper Ground | Superstructure 2.4-2.8 | 79 | Lambeth | SE1 9PZ | 21/01142/FUL | Planning Portal | Refurbishment, partial demolition and Refurbishment of the existing building, 80% retention. New core. Plant on roof extended. | 2021-03-19 | 2021-12-23 |  | Office | No | Heavy Refurbishment | 1980s | Grade II | 27790 | 38840 | 5060 | 39.76% | 16110 | No new basement | [5 empty] | 6 | 7 | 6 | 1 | 4 |  | Watkins Payne | Heyne Tillet Steel | Watkins Payne Partnership | Allford Hall Monaghan Morris | One Click LCA | Project 56 | 18.21% | 3
79-87 Westminster Bridge Road | Substructure 1.1 | 345 | Lambeth | SE1 7XT | 20/03539/FUL | Planning Portal | Erection of ground plus 14-storey building and two basement levels | 2020-10-13 |  |  | Hotel |  | New Build |  |  |  | 8529 |  |  | 8529 | [7 empty] | 16 | 14 |  |  |  | Meinhardt |  |  |  |  | Project 57 | 100% | 1
79-87 Westminster Bridge Road | Superstructure 2.1-2.3 | 75 | Lambeth | SE1 7XT | 20/03539/FUL | Planning Portal | Erection of ground plus 14-storey building and two basement levels | 2020-10-13 |  |  | Hotel |  | New Build |  |  |  | 8529 |  |  | 8529 | [7 empty] | 16 | 14 |  |  |  | Meinhardt |  |  |  |  | Project 57 | 100% | 1
79-87 Westminster Bridge Road | Superstructure 2.4-2.8 | 53 | Lambeth | SE1 7XT | 20/03539/FUL | Planning Portal | Erection of ground plus 14-storey building and two basement levels | 2020-10-13 |  |  | Hotel |  | New Build |  |  |  | 8529 |  |  | 8529 | [7 empty] | 16 | 14 |  |  |  | Meinhardt |  |  |  |  | Project 57 | 100% | 1
8 - 12 New Bridge Street | Substructure 1.1 | 60 | City of London | EC4V 6AL | 22/00622/FULMAJ | Planning Portal | Part demolition of Fleet House, full demolition of St Bride's Tavern (basement levels retained). Erection of 8-storey building | 2022-07-07 | 2023-01-31 |  | Office | No | Heavy Refurbishment | 1950s | Not listed | 5612 | 7810 | 1332 | 39.17% | 3530 | No new basement | Reinforced Concrete |  | RC Cores / shear walls | RC Cores / shear walls | Horizontal Refurbishment | 8 | 11 | 10 | 1 | 11 |  | Hoare Lea | AKT II | Hoare Lea | HOK International | One Click LCA | Project 58 | 23.73% | 3
8 - 12 New Bridge Street | Superstructure 2.1-2.3 | 263 | City of London | EC4V 6AL | 22/00622/FULMAJ | Planning Portal | Part demolition of Fleet House, full demolition of St Bride's Tavern (basement levels retained). Erection of 8-storey building | 2022-07-07 | 2023-01-31 |  | Office | No | Heavy Refurbishment | 1950s | Not listed | 5612 | 7810 | 1332 | 39.17% | 3530 | No new basement | Reinforced Concrete |  | RC Cores / shear walls | RC Cores / shear walls | Horizontal Refurbishment | 8 | 11 | 10 | 1 | 11 |  | Hoare Lea | AKT II | Hoare Lea | HOK International | One Click LCA | Project 58 | 23.73% | 3
8 - 12 New Bridge Street | Superstructure 2.4-2.8 | 214 | City of London | EC4V 6AL | 22/00622/FULMAJ | Planning Portal | Part demolition of Fleet House, full demolition of St Bride's Tavern (basement levels retained). Erection of 8-storey building | 2022-07-07 | 2023-01-31 |  | Office | No | Heavy Refurbishment | 1950s | Not listed | 5612 | 7810 | 1332 | 39.17% | 3530 | No new basement | Reinforced Concrete |  | RC Cores / shear walls | RC Cores / shear walls | Horizontal Refurbishment | 8 | 11 | 10 | 1 | 11 |  | Hoare Lea | AKT II | Hoare Lea | HOK International | One Click LCA | Project 58 | 23.73% | 3
81-103 King's Road | Substructure 1.1 | 214 | Kensington and Chelsea | SW3 4NX | PP/23/00968 | Planning Portal | Demolition of existing building and redevelopment for new building up to four storeys and basement. 10% basement retained. | 2023-02-07 |  |  | Office | No | Substructure and/or Façade Retained | 1980s | Not listed | 9790 | 16138 | 5831 | 64.84% | 12179 | No new basement | [5 empty] | 5 | 5 | 4 |  |  |  | Ramboll | Robert Bird Group | Ramboll | Pilbrow & Partners | One Click LCA | Project 62 | 59.56% | 2
81-103 King's Road | Superstructure 2.1-2.3 | 249 | Kensington and Chelsea | SW3 4NX | PP/23/00968 | Planning Portal | Demolition of existing building and redevelopment for new building up to four storeys and basement. 10% basement retained. | 2023-02-07 |  |  | Office | No | Substructure and/or Façade Retained | 1980s | Not listed | 9790 | 16138 | 5831 | 64.84% | 12179 | No new basement | [5 empty] | 5 | 5 | 4 |  |  |  | Ramboll | Robert Bird Group | Ramboll | Pilbrow & Partners | One Click LCA | Project 62 | 59.56% | 2
81-103 King's Road | Superstructure 2.4-2.8 | 61 | Kensington and Chelsea | SW3 4NX | PP/23/00968 | Planning Portal | Demolition of existing building and redevelopment for new building up to four storeys and basement. 10% basement retained. | 2023-02-07 |  |  | Office | No | Substructure and/or Façade Retained | 1980s | Not listed | 9790 | 16138 | 5831 | 64.84% | 12179 | No new basement | [5 empty] | 5 | 5 | 4 |  |  |  | Ramboll | Robert Bird Group | Ramboll | Pilbrow & Partners | One Click LCA | Project 62 | 59.56% | 2
85 Gracechurch Street | Substructure 1.1 | 83 | City of London | EC3V 0AA | 22/01155/FULEIA | Planning Portal | Partial demolition of existing building (Gracechurch Street frontage adapted) and the construction of a 32 storey building plus basement levels | 2022-11-30 | 2023-10-11 | Granted | Office & Retail | No | Substructure and/or Façade Retained | 1930s | Not listed | 8035 | 37746 | 8035 | 369.8% | 37746 | New and retained basement | Steel |  |  |  |  | 10 | 37 | 33 | 27 |  |  | Sweco | Robert Bird Group |  | Woods Bagot |  | Project 63 | 100% | 2
85 Gracechurch Street | Superstructure 2.1-2.3 | 476 | City of London | EC3V 0AA | 22/01155/FULEIA | Planning Portal | Partial demolition of existing building (Gracechurch Street frontage adapted) and the construction of a 32 storey building plus basement levels | 2022-11-30 | 2023-10-11 | Granted | Office & Retail | No | Substructure and/or Façade Retained | 1930s | Not listed | 8035 | 37746 | 8035 | 369.8% | 37746 | New and retained basement | Steel |  |  |  |  | 10 | 37 | 33 | 27 |  |  | Sweco | Robert Bird Group |  | Woods Bagot |  | Project 63 | 100% | 2
85 Gracechurch Street | Superstructure 2.4-2.8 | 320 | City of London | EC3V 0AA | 22/01155/FULEIA | Planning Portal | Partial demolition of existing building (Gracechurch Street frontage adapted) and the construction of a 32 storey building plus basement levels | 2022-11-30 | 2023-10-11 | Granted | Office & Retail | No | Substructure and/or Façade Retained | 1930s | Not listed | 8035 | 37746 | 8035 | 369.8% | 37746 | New and retained basement | Steel |  |  |  |  | 10 | 37 | 33 | 27 |  |  | Sweco | Robert Bird Group |  | Woods Bagot |  | Project 63 | 100% | 2
88 Grays Inn Road | Substructure 1.1 | 0 | Camden | WC1X 8AA | 2022/4259/P | Planning Portal | Existing building is being retained and refurbished | 2022-10-11 |  |  | Commercial & Residential | Yes | Retrofit | 1960s | Not listed | 1280 | 1149 | 0 | -10.23% | 0 | No new basement | Reinforced Concrete |  |  |  |  | 4 | 4 | 4 |  | 2 |  | Max Fordham | Heyne Tillet Steel | Max Fordham | Piercy & Company | One Click LCA | Project 64 | 0% | 5
88 Grays Inn Road | Superstructure 2.1-2.3 | -8 | Camden | WC1X 8AA | 2022/4259/P | Planning Portal | Existing building is being retained and refurbished | 2022-10-11 |  |  | Commercial & Residential | Yes | Retrofit | 1960s | Not listed | 1280 | 1149 | 0 | -10.23% | 0 | No new basement | Reinforced Concrete |  |  |  |  | 4 | 4 | 4 |  | 2 |  | Max Fordham | Heyne Tillet Steel | Max Fordham | Piercy & Company | One Click LCA | Project 64 | 0% | 5
88 Grays Inn Road | Superstructure 2.4-2.8 | 62 | Camden | WC1X 8AA | 2022/4259/P | Planning Portal | Existing building is being retained and refurbished | 2022-10-11 |  |  | Commercial & Residential | Yes | Retrofit | 1960s | Not listed | 1280 | 1149 | 0 | -10.23% | 0 | No new basement | Reinforced Concrete |  |  |  |  | 4 | 4 | 4 |  | 2 |  | Max Fordham | Heyne Tillet Steel | Max Fordham | Piercy & Company | One Click LCA | Project 64 | 0% | 5
9-10 and 11 Angel Court | Substructure 1.1 | 55 | City of London | EC2R 7BH | 22/00860/FULMAJ | Planning Portal | Demolition of the existing buildings except 9-10 Angel Court façade (up to 4th floor), new building constructed behind that façade, replica façade of 11 Angel Court up to 3rd floor, over 3 basement levels, ground mezzanine and 9 upper floors plus plant room. | 2022-09-08 | 2023-02-22 |  | Hotel |  | New Build |  |  |  | 4878 |  |  | 4878 | [7 empty] | 12 | 9 |  |  |  | Greengage |  |  |  |  | Project 67 | 100% | 1
9-10 and 11 Angel Court | Superstructure 2.1-2.3 | 353 | City of London | EC2R 7BH | 22/00860/FULMAJ | Planning Portal | Demolition of the existing buildings except 9-10 Angel Court façade (up to 4th floor), new building constructed behind that façade, replica façade of 11 Angel Court up to 3rd floor, over 3 basement levels, ground mezzanine and 9 upper floors plus plant room. | 2022-09-08 | 2023-02-22 |  | Hotel |  | New Build |  |  |  | 4878 |  |  | 4878 | [7 empty] | 12 | 9 |  |  |  | Greengage |  |  |  |  | Project 67 | 100% | 1
9-10 and 11 Angel Court | Superstructure 2.4-2.8 | 161 | City of London | EC2R 7BH | 22/00860/FULMAJ | Planning Portal | Demolition of the existing buildings except 9-10 Angel Court façade (up to 4th floor), new building constructed behind that façade, replica façade of 11 Angel Court up to 3rd floor, over 3 basement levels, ground mezzanine and 9 upper floors plus plant room. | 2022-09-08 | 2023-02-22 |  | Hotel |  | New Build |  |  |  | 4878 |  |  | 4878 | [7 empty] | 12 | 9 |  |  |  | Greengage |  |  |  |  | Project 67 | 100% | 1
Apollo Business Centre, 158 Trundley's Road | Substructure 1.1 | 84 | Lewisham | SE8 5JE | DC/23/130258 | Planning Portal | Mixed-use redevelopment of the site for a new building comprising part 10, part 26 storeys. 50% GGBS in superstructure concrete mix | 2023-02-02 |  |  | Commercial & Residential |  | New Build |  |  |  | 23204 |  |  | 23204 | [7 empty] | 27 | 26 |  |  |  | Greengage |  |  |  |  | Project 69 | 100% | 1
Apollo Business Centre, 158 Trundley's Road | Superstructure 2.1-2.3 | 139 | Lewisham | SE8 5JE | DC/23/130258 | Planning Portal | Mixed-use redevelopment of the site for a new building comprising part 10, part 26 storeys. 50% GGBS in superstructure concrete mix | 2023-02-02 |  |  | Commercial & Residential |  | New Build |  |  |  | 23204 |  |  | 23204 | [7 empty] | 27 | 26 |  |  |  | Greengage |  |  |  |  | Project 69 | 100% | 1
Apollo Business Centre, 158 Trundley's Road | Superstructure 2.4-2.8 | 81 | Lewisham | SE8 5JE | DC/23/130258 | Planning Portal | Mixed-use redevelopment of the site for a new building comprising part 10, part 26 storeys. 50% GGBS in superstructure concrete mix | 2023-02-02 |  |  | Commercial & Residential |  | New Build |  |  |  | 23204 |  |  | 23204 | [7 empty] | 27 | 26 |  |  |  | Greengage |  |  |  |  | Project 69 | 100% | 1
Borough Triangle Site | Substructure 1.1 | 159 | Southwark | SE1 6BN | 22/AP/3149 | Planning Portal | Demolition of all existing buildings/structures, except 82 and part 83 Borough Road (retained, altered and refurbsihed). Basement construction, 4 new buildings with 5-46 storey heights. | 2022-09-05 |  |  | Office & Retail |  | New Build |  |  |  | 93367 |  |  | 93367 | [7 empty] | 46 | 46 |  |  |  | Whitecode |  |  |  |  | Project 70 | 100% | 1
Borough Triangle Site | Superstructure 2.1-2.3 | 204 | Southwark | SE1 6BN | 22/AP/3149 | Planning Portal | Demolition of all existing buildings/structures, except 82 and part 83 Borough Road (retained, altered and refurbsihed). Basement construction, 4 new buildings with 5-46 storey heights. | 2022-09-05 |  |  | Office & Retail |  | New Build |  |  |  | 93367 |  |  | 93367 | [7 empty] | 46 | 46 |  |  |  | Whitecode |  |  |  |  | Project 70 | 100% | 1
Borough Triangle Site | Superstructure 2.4-2.8 | 225 | Southwark | SE1 6BN | 22/AP/3149 | Planning Portal | Demolition of all existing buildings/structures, except 82 and part 83 Borough Road (retained, altered and refurbsihed). Basement construction, 4 new buildings with 5-46 storey heights. | 2022-09-05 |  |  | Office & Retail |  | New Build |  |  |  | 93367 |  |  | 93367 | [7 empty] | 46 | 46 |  |  |  | Whitecode |  |  |  |  | Project 70 | 100% | 1
Boundary House 7 - 17 Jewry Street London EC3N 2EX | Substructure 1.1 | 30 | City of London | EC3N 2AF | 21/00826/FULMAJ | Planning Portal | Demolition of existing builiding and the erection of a basement, ground plus part 14 and part 6 storey building plus plant. | 2021-09-30 | 2022-07-19 |  | Hotel |  | New Build |  |  |  | 11158 |  |  | 11158 | [7 empty] | 15 | 14 |  |  |  | Hoare Lea |  |  |  |  | Project 71 | 100% | 1
Boundary House 7 - 17 Jewry Street London EC3N 2EX | Superstructure 2.1-2.3 | 337 | City of London | EC3N 2AF | 21/00826/FULMAJ | Planning Portal | Demolition of existing builiding and the erection of a basement, ground plus part 14 and part 6 storey building plus plant. | 2021-09-30 | 2022-07-19 |  | Hotel |  | New Build |  |  |  | 11158 |  |  | 11158 | [7 empty] | 15 | 14 |  |  |  | Hoare Lea |  |  |  |  | Project 71 | 100% | 1
Boundary House 7 - 17 Jewry Street London EC3N 2EX | Superstructure 2.4-2.8 | 144 | City of London | EC3N 2AF | 21/00826/FULMAJ | Planning Portal | Demolition of existing builiding and the erection of a basement, ground plus part 14 and part 6 storey building plus plant. | 2021-09-30 | 2022-07-19 |  | Hotel |  | New Build |  |  |  | 11158 |  |  | 11158 | [7 empty] | 15 | 14 |  |  |  | Hoare Lea |  |  |  |  | Project 71 | 100% | 1
British Library Extension | Substructure 1.1 | 82 | City of London | EC3N 2AF | 21/00826/FULMAJ | Planning Portal | Demolition of existing builiding and the erection of a basement, ground plus part 14 and part 6 storey building plus plant. | 2021-09-30 | 2022-07-19 |  | Hotel |  | New Build |  |  |  | 11158 |  |  | 11158 | [7 empty] | 15 | 14 |  |  |  | Hoare Lea |  |  |  |  | Project 71 | 100% | 1
British Library Extension | Superstructure 2.1-2.3 | 264 | City of London | EC3N 2AF | 21/00826/FULMAJ | Planning Portal | Demolition of existing builiding and the erection of a basement, ground plus part 14 and part 6 storey building plus plant. | 2021-09-30 | 2022-07-19 |  | Hotel |  | New Build |  |  |  | 11158 |  |  | 11158 | [7 empty] | 15 | 14 |  |  |  | Hoare Lea |  |  |  |  | Project 71 | 100% | 1
British Library Extension | Superstructure 2.4-2.8 | 141 | City of London | EC3N 2AF | 21/00826/FULMAJ | Planning Portal | Demolition of existing builiding and the erection of a basement, ground plus part 14 and part 6 storey building plus plant. | 2021-09-30 | 2022-07-19 |  | Hotel |  | New Build |  |  |  | 11158 |  |  | 11158 | [7 empty] | 15 | 14 |  |  |  | Hoare Lea |  |  |  |  | Project 71 | 100% | 1
Burgess Industrial Park Parkhouse Street | Substructure 1.1 | 114 | Southwark | SE5 7TJ | 21/AP/1342 | Planning Portal | 12 blocks of betweeen 2-13 storeys | 2021-04-19 |  |  | Commercial & Residential |  | New Build |  |  |  | 39696 |  |  | 39696 | [7 empty] | 12 | 12 |  |  |  | Waterman Building Services |  |  |  |  | Project 73 | 100% | 1
Burgess Industrial Park Parkhouse Street | Superstructure 2.1-2.3 | 137 | Southwark | SE5 7TJ | 21/AP/1342 | Planning Portal | 12 blocks of betweeen 2-13 storeys | 2021-04-19 |  |  | Commercial & Residential |  | New Build |  |  |  | 39696 |  |  | 39696 | [7 empty] | 12 | 12 |  |  |  | Waterman Building Services |  |  |  |  | Project 73 | 100% | 1
Burgess Industrial Park Parkhouse Street | Superstructure 2.4-2.8 | 65 | Southwark | SE5 7TJ | 21/AP/1342 | Planning Portal | 12 blocks of betweeen 2-13 storeys | 2021-04-19 |  |  | Commercial & Residential |  | New Build |  |  |  | 39696 |  |  | 39696 | [7 empty] | 12 | 12 |  |  |  | Waterman Building Services |  |  |  |  | Project 73 | 100% | 1
Bury House - 31 Bury Street | Substructure 1.1 | 144 | City of London | EC3A 5AR | 20/00848/FULEIA | Planning Portal | The use of prefabricated structural and façade systems present opportunities for material effieincy, which have been explored and incorporated into the proposed design. Further material efficiency opportunities have been explored by retionalising structural gris and assessing different foundation options to minimise material use. Another key opportunity is the possibility to develop an all electric servicing strategy, with the use of heat pumps, in order to minimise operational carbon emissions, which will also benefit from the decarbonisation of the electricity grid. There are opportunities to reuse and recover materials from the existing development, to be identified in the pre-demolition audit. As a constraint, the small roof area compared to the building's total floor area, which needs to accomodate the centralised heating and cooling plant, makes the installation of PV panels to further reduce the operational carbon emissions unfeasible. | 2020-10-28 |  |  | Office & Retail |  | New Build |  |  |  | 30170 |  |  | 30170 | [7 empty] | 50 | 46 |  |  |  | Hoare Lea |  |  |  |  | Project 74 | 100% | 1
Bury House - 31 Bury Street | Superstructure 2.1-2.3 | 195 | City of London | EC3A 5AR | 20/00848/FULEIA | Planning Portal | The use of prefabricated structural and façade systems present opportunities for material effieincy, which have been explored and incorporated into the proposed design. Further material efficiency opportunities have been explored by retionalising structural gris and assessing different foundation options to minimise material use. Another key opportunity is the possibility to develop an all electric servicing strategy, with the use of heat pumps, in order to minimise operational carbon emissions, which will also benefit from the decarbonisation of the electricity grid. There are opportunities to reuse and recover materials from the existing development, to be identified in the pre-demolition audit. As a constraint, the small roof area compared to the building's total floor area, which needs to accomodate the centralised heating and cooling plant, makes the installation of PV panels to further reduce the operational carbon emissions unfeasible. | 2020-10-28 |  |  | Office & Retail |  | New Build |  |  |  | 30170 |  |  | 30170 | [7 empty] | 50 | 46 |  |  |  | Hoare Lea |  |  |  |  | Project 74 | 100% | 1
Bury House - 31 Bury Street | Superstructure 2.4-2.8 | 131 | City of London | EC3A 5AR | 20/00848/FULEIA | Planning Portal | The use of prefabricated structural and façade systems present opportunities for material effieincy, which have been explored and incorporated into the proposed design. Further material efficiency opportunities have been explored by retionalising structural gris and assessing different foundation options to minimise material use. Another key opportunity is the possibility to develop an all electric servicing strategy, with the use of heat pumps, in order to minimise operational carbon emissions, which will also benefit from the decarbonisation of the electricity grid. There are opportunities to reuse and recover materials from the existing development, to be identified in the pre-demolition audit. As a constraint, the small roof area compared to the building's total floor area, which needs to accomodate the centralised heating and cooling plant, makes the installation of PV panels to further reduce the operational carbon emissions unfeasible. | 2020-10-28 |  |  | Office & Retail |  | New Build |  |  |  | 30170 |  |  | 30170 | [7 empty] | 50 | 46 |  |  |  | Hoare Lea |  |  |  |  | Project 74 | 100% | 1
Buspace Studios | Substructure 1.1 | 163 | Kensington and Chelsea | W10 5AP | PP/22/07709 | Planning Portal | Erection of 2 buildings with groundfloor connection | 2023-11-23 |  |  | Commercial & Residential |  | New Build |  |  |  | 9450 |  |  | 9450 | [7 empty] | 6 | 5 |  |  |  | XCO2 |  |  |  |  | Project 75 | 100% | 1
Buspace Studios | Superstructure 2.1-2.3 | 169 | Kensington and Chelsea | W10 5AP | PP/22/07709 | Planning Portal | Erection of 2 buildings with groundfloor connection | 2023-11-23 |  |  | Commercial & Residential |  | New Build |  |  |  | 9450 |  |  | 9450 | [7 empty] | 6 | 5 |  |  |  | XCO2 |  |  |  |  | Project 75 | 100% | 1
Buspace Studios | Superstructure 2.4-2.8 | 104 | Kensington and Chelsea | W10 5AP | PP/22/07709 | Planning Portal | Erection of 2 buildings with groundfloor connection | 2023-11-23 |  |  | Commercial & Residential |  | New Build |  |  |  | 9450 |  |  | 9450 | [7 empty] | 6 | 5 |  |  |  | XCO2 |  |  |  |  | Project 75 | 100% | 1
Canada Water Dockside Plot A1 | Substructure 1.1 | 127 | Southwark | SE16 7PJ | 21/AP/2655 | Planning Portal | Plot A1 and A2 share basements. Ground plus mezzanine and 24 storeys | 2022-10-12 |  |  | Office |  | New Build |  |  |  | 61551 |  |  | 61551 | [7 empty] | 25 | 24 |  |  |  | Atelier Ten |  |  |  |  | Project 76 | 100% | 1
Canada Water Dockside Plot A1 | Superstructure 2.1-2.3 | 287 | Southwark | SE16 7PJ | 21/AP/2655 | Planning Portal | Plot A1 and A2 share basements. Ground plus mezzanine and 24 storeys | 2022-10-12 |  |  | Office |  | New Build |  |  |  | 61551 |  |  | 61551 | [7 empty] | 25 | 24 |  |  |  | Atelier Ten |  |  |  |  | Project 76 | 100% | 1
Canada Water Dockside Plot A1 | Superstructure 2.4-2.8 | 149 | Southwark | SE16 7PJ | 21/AP/2655 | Planning Portal | Plot A1 and A2 share basements. Ground plus mezzanine and 24 storeys | 2022-10-12 |  |  | Office |  | New Build |  |  |  | 61551 |  |  | 61551 | [7 empty] | 25 | 24 |  |  |  | Atelier Ten |  |  |  |  | Project 76 | 100% | 1
Canada Water Dockside Plot A2 | Substructure 1.1 | 181 | Southwark | SE16 7PJ | 23/AP/0565 | Planning Portal | Erection of 11-storey building with 1 basement level | 2022-10-12 |  |  | Office |  | New Build |  |  |  | 35196 |  |  | 35196 | [7 empty] | 12 | 11 |  |  |  | Arup |  |  |  |  | Project 77 | 100% | 1
Canada Water Dockside Plot A2 | Superstructure 2.1-2.3 | 253 | Southwark | SE16 7PJ | 23/AP/0565 | Planning Portal | Erection of 11-storey building with 1 basement level | 2022-10-12 |  |  | Office |  | New Build |  |  |  | 35196 |  |  | 35196 | [7 empty] | 12 | 11 |  |  |  | Arup |  |  |  |  | Project 77 | 100% | 1
Canada Water Dockside Plot A2 | Superstructure 2.4-2.8 | 201 | Southwark | SE16 7PJ | 23/AP/0565 | Planning Portal | Erection of 11-storey building with 1 basement level | 2022-10-12 |  |  | Office |  | New Build |  |  |  | 35196 |  |  | 35196 | [7 empty] | 12 | 11 |  |  |  | Arup |  |  |  |  | Project 77 | 100% | 1
Castle & Fitzroy House 37 - 45 Paul Street | Substructure 1.1 | 168 | Islington | EC2A 4UY | P2022/2893/FUL | Planning Portal | commercial building of 9 storeys (incl. lower ground and basement level) | 2022-08-31 | 2023-10-12 |  | Office |  | New Build |  |  |  | 32541 |  |  | 32541 | [7 empty] | 12 | 11 |  |  |  | Hoare Lea |  |  |  |  | Project 78 | 100% | 1
Castle & Fitzroy House 37 - 45 Paul Street | Superstructure 2.1-2.3 | 70 | Islington | EC2A 4UY | P2022/2893/FUL | Planning Portal | commercial building of 9 storeys (incl. lower ground and basement level) | 2022-08-31 | 2023-10-12 |  | Office |  | New Build |  |  |  | 32541 |  |  | 32541 | [7 empty] | 12 | 11 |  |  |  | Hoare Lea |  |  |  |  | Project 78 | 100% | 1
Castle & Fitzroy House 37 - 45 Paul Street | Superstructure 2.4-2.8 | 68 | Islington | EC2A 4UY | P2022/2893/FUL | Planning Portal | commercial building of 9 storeys (incl. lower ground and basement level) | 2022-08-31 | 2023-10-12 |  | Office |  | New Build |  |  |  | 32541 |  |  | 32541 | [7 empty] | 12 | 11 |  |  |  | Hoare Lea |  |  |  |  | Project 78 | 100% | 1
Church street residential development London | Substructure 1.1 | 167 | Westminster | NW8 8EX | 21/08160/COOUT | Planning Portal |  | 2021-11-23 | 2023-06-30 |  | Commercial & Residential |  | New Build |  |  |  | 42683 |  |  | 42683 | [7 empty] | 14 | 13 |  |  |  | Max Fordham |  |  |  |  | Project 79 | 100% | 1
Church street residential development London | Superstructure 2.1-2.3 | 300 | Westminster | NW8 8EX | 21/08160/COOUT | Planning Portal |  | 2021-11-23 | 2023-06-30 |  | Commercial & Residential |  | New Build |  |  |  | 42683 |  |  | 42683 | [7 empty] | 14 | 13 |  |  |  | Max Fordham |  |  |  |  | Project 79 | 100% | 1
Church street residential development London | Superstructure 2.4-2.8 | 137 | Westminster | NW8 8EX | 21/08160/COOUT | Planning Portal |  | 2021-11-23 | 2023-06-30 |  | Commercial & Residential |  | New Build |  |  |  | 42683 |  |  | 42683 | [7 empty] | 14 | 13 |  |  |  | Max Fordham |  |  |  |  | Project 79 | 100% | 1
Colechurch House | Substructure 1.1 | 184 | Southwark | SE1 2SX | 20/AP/3013 | Planning Portal | Erection of elevated 22-storey building, 4 storey basement, plant areas | 2020-10-12 |  |  | Office & Retail |  | New Build |  |  |  | 48178 |  |  | 48178 | [7 empty] | 26 | 22 |  |  |  | Sweco |  |  |  |  | Project 80 | 100% | 1
Colechurch House | Superstructure 2.1-2.3 | 406 | Southwark | SE1 2SX | 20/AP/3013 | Planning Portal | Erection of elevated 22-storey building, 4 storey basement, plant areas | 2020-10-12 |  |  | Office & Retail |  | New Build |  |  |  | 48178 |  |  | 48178 | [7 empty] | 26 | 22 |  |  |  | Sweco |  |  |  |  | Project 80 | 100% | 1
Colechurch House | Superstructure 2.4-2.8 | 230 | Southwark | SE1 2SX | 20/AP/3013 | Planning Portal | Erection of elevated 22-storey building, 4 storey basement, plant areas | 2020-10-12 |  |  | Office & Retail |  | New Build |  |  |  | 48178 |  |  | 48178 | [7 empty] | 26 | 22 |  |  |  | Sweco |  |  |  |  | Project 80 | 100% | 1
Cripplegate House 1 Golden Lane | Substructure 1.1 | 0 | City of London | EC1Y 0RR | 22/00202/FULMAJ | Planning Portal | Heritage building: retained. 90s Refurbishment: floors, core and structure retained. Floors extended. Northern elevation replaced and others reclad. Roof Refurbishment. | 2022-03-28 | 2022-11-01 |  | Office | No | Light Refurbishment | 1890s | Grade II | 12988.67 | 15649 | 1443.1856 | 20.48% | 2588 | No new basement |  | Steel | RC Cores / shear walls | RC Cores / shear walls |  | 9 | 13 | 12 | 3 |  |  | Hawkins Brown | London Structures Lab |  | HawkinsBrown | One Click LCA | Project 81 | 11.11% | 4
Cripplegate House 1 Golden Lane | Superstructure 2.1-2.3 | 80 | City of London | EC1Y 0RR | 22/00202/FULMAJ | Planning Portal | Heritage building: retained. 90s Refurbishment: floors, core and structure retained. Floors extended. Northern elevation replaced and others reclad. Roof Refurbishment. | 2022-03-28 | 2022-11-01 |  | Office | No | Light Refurbishment | 1890s | Grade II | 12988.67 | 15649 | 1443.1856 | 20.48% | 2588 | No new basement |  | Steel | RC Cores / shear walls | RC Cores / shear walls |  | 9 | 13 | 12 | 3 |  |  | Hawkins Brown | London Structures Lab |  | HawkinsBrown | One Click LCA | Project 81 | 11.11% | 4
Cripplegate House 1 Golden Lane | Superstructure 2.4-2.8 | 70 | City of London | EC1Y 0RR | 22/00202/FULMAJ | Planning Portal | Heritage building: retained. 90s Refurbishment: floors, core and structure retained. Floors extended. Northern elevation replaced and others reclad. Roof Refurbishment. | 2022-03-28 | 2022-11-01 |  | Office | No | Light Refurbishment | 1890s | Grade II | 12988.67 | 15649 | 1443.1856 | 20.48% | 2588 | No new basement |  | Steel | RC Cores / shear walls | RC Cores / shear walls |  | 9 | 13 | 12 | 3 |  |  | Hawkins Brown | London Structures Lab |  | HawkinsBrown | One Click LCA | Project 81 | 11.11% | 4
Dyne House | Substructure 1.1 | 323 | Haringey | N6 5EE | HGY/2023/0328 | Planning Portal | Redevelopment of Dyne House, to include: 1) Retention, refurbishment, Refurbishment and basement works to the principal five storey Dyne House structure (plus plant and lift over run); 2) Demolition and redevelopment of the rear Refurbishment and associated buildings to the rear, with erection of a new part one and part two storey structure, together with new basement levels; 3) Retention of the Parade Ground open space, with new multi-use surface; 4) Associated improvements to the Island Site access and underground tunnel, including: demolition of existing service block and erection of a replacement part one and part two storey structure; and 5) Associated landscaping and improved provision for emergency services, servicing and disabled parking. | 2023-03-08 |  | Pending | School | No | Heavy Refurbishment | 1960s | Not listed | 3019 | 6216 | 925 | 105.9% | 4122 | New and retained basement | Reinforced Concrete | Timber and steel |  | RC Cores / shear walls |  | 6 | 6 | 5 |  | 4 |  | AECOM | Expedition Engineering | AECOM | Hopkins Architects | One Click LCA | Project 82 | 30.64% | 3
Dyne House | Superstructure 2.1-2.3 | 142 | Haringey | N6 5EE | HGY/2023/0328 | Planning Portal | Redevelopment of Dyne House, to include: 1) Retention, refurbishment, Refurbishment and basement works to the principal five storey Dyne House structure (plus plant and lift over run); 2) Demolition and redevelopment of the rear Refurbishment and associated buildings to the rear, with erection of a new part one and part two storey structure, together with new basement levels; 3) Retention of the Parade Ground open space, with new multi-use surface; 4) Associated improvements to the Island Site access and underground tunnel, including: demolition of existing service block and erection of a replacement part one and part two storey structure; and 5) Associated landscaping and improved provision for emergency services, servicing and disabled parking. | 2023-03-08 |  | Pending | School | No | Heavy Refurbishment | 1960s | Not listed | 3019 | 6216 | 925 | 105.9% | 4122 | New and retained basement | Reinforced Concrete | Timber and steel |  | RC Cores / shear walls |  | 6 | 6 | 5 |  | 4 |  | AECOM | Expedition Engineering | AECOM | Hopkins Architects | One Click LCA | Project 82 | 30.64% | 3
Dyne House | Superstructure 2.4-2.8 | 84 | Haringey | N6 5EE | HGY/2023/0328 | Planning Portal | Redevelopment of Dyne House, to include: 1) Retention, refurbishment, Refurbishment and basement works to the principal five storey Dyne House structure (plus plant and lift over run); 2) Demolition and redevelopment of the rear Refurbishment and associated buildings to the rear, with erection of a new part one and part two storey structure, together with new basement levels; 3) Retention of the Parade Ground open space, with new multi-use surface; 4) Associated improvements to the Island Site access and underground tunnel, including: demolition of existing service block and erection of a replacement part one and part two storey structure; and 5) Associated landscaping and improved provision for emergency services, servicing and disabled parking. | 2023-03-08 |  | Pending | School | No | Heavy Refurbishment | 1960s | Not listed | 3019 | 6216 | 925 | 105.9% | 4122 | New and retained basement | Reinforced Concrete | Timber and steel |  | RC Cores / shear walls |  | 6 | 6 | 5 |  | 4 |  | AECOM | Expedition Engineering | AECOM | Hopkins Architects | One Click LCA | Project 82 | 30.64% | 3
Edward Rudolph House, 69-85 Margery Street | Substructure 1.1 | 88 | Islington | WC1X 0JL | P2023/2059/FUL | Planning Portal | Demolition of existing building and erection of a 4-storey office building, plant encosure to roof | 2023-08-02 |  |  | Office |  | New Build |  |  |  | 4960 |  |  | 4960 | [7 empty] | 4 | 4 |  |  |  | Verte |  |  |  |  | Project 83 | 100% | 1
Edward Rudolph House, 69-85 Margery Street | Superstructure 2.1-2.3 | 422 | Islington | WC1X 0JL | P2023/2059/FUL | Planning Portal | Demolition of existing building and erection of a 4-storey office building, plant encosure to roof | 2023-08-02 |  |  | Office |  | New Build |  |  |  | 4960 |  |  | 4960 | [7 empty] | 4 | 4 |  |  |  | Verte |  |  |  |  | Project 83 | 100% | 1
Edward Rudolph House, 69-85 Margery Street | Superstructure 2.4-2.8 | 110 | Islington | WC1X 0JL | P2023/2059/FUL | Planning Portal | Demolition of existing building and erection of a 4-storey office building, plant encosure to roof | 2023-08-02 |  |  | Office |  | New Build |  |  |  | 4960 |  |  | 4960 | [7 empty] | 4 | 4 |  |  |  | Verte |  |  |  |  | Project 83 | 100% | 1
Elephant And Castle Shopping Centre Site | Substructure 1.1 | 54 | Southwark | SE17 1EU | 21/AP/1104 | Planning Portal | Multiple buiulding development | 2021-03-29 | 2021-07-29 |  | Commercial & Residential |  | New Build |  |  |  | 7330 |  |  | 7330 | [12 empty] | Hoare Lea |  |  |  |  | Project 84 | 100% | 1
Elephant And Castle Shopping Centre Site | Superstructure 2.1-2.3 |  | Southwark | SE17 1EU | 21/AP/1104 | Planning Portal | Multiple buiulding development | 2021-03-29 | 2021-07-29 |  | Commercial & Residential |  | New Build |  |  |  | 7330 |  |  | 7330 | [12 empty] | Hoare Lea |  |  |  |  | Project 84 | 100% | 1
Elephant And Castle Shopping Centre Site | Superstructure 2.4-2.8 |  | Southwark | SE17 1EU | 21/AP/1104 | Planning Portal | Multiple buiulding development | 2021-03-29 | 2021-07-29 |  | Commercial & Residential |  | New Build |  |  |  | 7330 |  |  | 7330 | [12 empty] | Hoare Lea |  |  |  |  | Project 84 | 100% | 1
Evelina Children's Hospital | Substructure 1.1 | 438 | Lambeth | SE1 7EH | 21/01869/FUL | Planning Portal | 12 storey building plus 2 storey basement with 5 storey link Refurbishment | 2021-01-26 |  |  | Hospital/Medical |  | New Build |  |  |  | 27306 |  |  | 27306 | [7 empty] | 14 | 12 |  |  |  | AECOM |  |  |  |  | Project 85 | 100% | 1
Evelina Children's Hospital | Superstructure 2.1-2.3 | 415 | Lambeth | SE1 7EH | 21/01869/FUL | Planning Portal | 12 storey building plus 2 storey basement with 5 storey link Refurbishment | 2021-01-26 |  |  | Hospital/Medical |  | New Build |  |  |  | 27306 |  |  | 27306 | [7 empty] | 14 | 12 |  |  |  | AECOM |  |  |  |  | Project 85 | 100% | 1
Evelina Children's Hospital | Superstructure 2.4-2.8 | 96 | Lambeth | SE1 7EH | 21/01869/FUL | Planning Portal | 12 storey building plus 2 storey basement with 5 storey link Refurbishment | 2021-01-26 |  |  | Hospital/Medical |  | New Build |  |  |  | 27306 |  |  | 27306 | [7 empty] | 14 | 12 |  |  |  | AECOM |  |  |  |  | Project 85 | 100% | 1
Former Blackfriars Crown Court | Substructure 1.1 | 137 | Southwark | SE1 0BT | 22/AP/1347 | Planning Portal | Minor material amendments to planning permission 20/AP/1537 [approval date: 06.05.2021] for the development of the site including partial demolition, Refurbishments and alterations to provide a commercial building with community uses. The amendments comprise: - basement and structural alterations including deepened and extended basement and revised piling approach; - cross laminated timber floor construction changed to concrete plank system; - addition of external structural columns on Sawyer Street façade; - internal reconfiguration including consolidation of cores, relocated refuse store, revised cycle parking and end of journey facilities, revised affordable workspace and community auditorium design; - fire strategy updates; - external alterations to doors and repositioning of south-east external stair; - relocation of visitor cycle parking; - rooftop amendments including revised swimming pool and atrium, revised roof plant enclosures, revised Community Pavilion layout, provision of additional office space; and - the addition of 37 more trees. ¦ Site Of The Former Blackfriars Crown Court 1-15 Pocock Street London SE1 0BT | 2022-04-04 | 2022-10-10 | Granted | Office & Retail | Yes | Heavy Refurbishment | 1960s | Not listed | 14459 | 34264 | 7811 | 137% | 27616 | New and retained basement | [5 empty] | 6 | 10 | 8 | 4 |  |  | Atelier Ten | AKT II | Atelier Ten | Sheppard Robson | One Click LCA | Project 87 | 54.02% | 3
Former Blackfriars Crown Court | Superstructure 2.1-2.3 | 273 | Southwark | SE1 0BT | 22/AP/1347 | Planning Portal | Minor material amendments to planning permission 20/AP/1537 [approval date: 06.05.2021] for the development of the site including partial demolition, Refurbishments and alterations to provide a commercial building with community uses. The amendments comprise: - basement and structural alterations including deepened and extended basement and revised piling approach; - cross laminated timber floor construction changed to concrete plank system; - addition of external structural columns on Sawyer Street façade; - internal reconfiguration including consolidation of cores, relocated refuse store, revised cycle parking and end of journey facilities, revised affordable workspace and community auditorium design; - fire strategy updates; - external alterations to doors and repositioning of south-east external stair; - relocation of visitor cycle parking; - rooftop amendments including revised swimming pool and atrium, revised roof plant enclosures, revised Community Pavilion layout, provision of additional office space; and - the addition of 37 more trees. ¦ Site Of The Former Blackfriars Crown Court 1-15 Pocock Street London SE1 0BT | 2022-04-04 | 2022-10-10 | Granted | Office & Retail | Yes | Heavy Refurbishment | 1960s | Not listed | 14459 | 34264 | 7811 | 137% | 27616 | New and retained basement | [5 empty] | 6 | 10 | 8 | 4 |  |  | Atelier Ten | AKT II | Atelier Ten | Sheppard Robson | One Click LCA | Project 87 | 54.02% | 3
Former Blackfriars Crown Court | Superstructure 2.4-2.8 | 106 | Southwark | SE1 0BT | 22/AP/1347 | Planning Portal | Minor material amendments to planning permission 20/AP/1537 [approval date: 06.05.2021] for the development of the site including partial demolition, Refurbishments and alterations to provide a commercial building with community uses. The amendments comprise: - basement and structural alterations including deepened and extended basement and revised piling approach; - cross laminated timber floor construction changed to concrete plank system; - addition of external structural columns on Sawyer Street façade; - internal reconfiguration including consolidation of cores, relocated refuse store, revised cycle parking and end of journey facilities, revised affordable workspace and community auditorium design; - fire strategy updates; - external alterations to doors and repositioning of south-east external stair; - relocation of visitor cycle parking; - rooftop amendments including revised swimming pool and atrium, revised roof plant enclosures, revised Community Pavilion layout, provision of additional office space; and - the addition of 37 more trees. ¦ Site Of The Former Blackfriars Crown Court 1-15 Pocock Street London SE1 0BT | 2022-04-04 | 2022-10-10 | Granted | Office & Retail | Yes | Heavy Refurbishment | 1960s | Not listed | 14459 | 34264 | 7811 | 137% | 27616 | New and retained basement | [5 empty] | 6 | 10 | 8 | 4 |  |  | Atelier Ten | AKT II | Atelier Ten | Sheppard Robson | One Click LCA | Project 87 | 54.02% | 3
Friars Close | Substructure 1.1 | 66 | Southwark | SE1 0UL | 22/AP/4376 | Planning Portal | Erection of 9-storey building with 21-storey tower, terrace on 10th storey, external plan and waste storage | 2022-12-28 |  |  | Residential (inc. student accomodation) |  | New Build |  |  |  | 15513 |  |  | 15513 | [7 empty] | 21 | 21 |  |  |  | Max Fordham |  |  |  |  | Project 88 | 100% | 1
Friars Close | Superstructure 2.1-2.3 | 274 | Southwark | SE1 0UL | 22/AP/4376 | Planning Portal | Erection of 9-storey building with 21-storey tower, terrace on 10th storey, external plan and waste storage | 2022-12-28 |  |  | Residential (inc. student accomodation) |  | New Build |  |  |  | 15513 |  |  | 15513 | [7 empty] | 21 | 21 |  |  |  | Max Fordham |  |  |  |  | Project 88 | 100% | 1
Friars Close | Superstructure 2.4-2.8 | 98 | Southwark | SE1 0UL | 22/AP/4376 | Planning Portal | Erection of 9-storey building with 21-storey tower, terrace on 10th storey, external plan and waste storage | 2022-12-28 |  |  | Residential (inc. student accomodation) |  | New Build |  |  |  | 15513 |  |  | 15513 | [7 empty] | 21 | 21 |  |  |  | Max Fordham |  |  |  |  | Project 88 | 100% | 1
Friary Court 65 Crutched Friars | Substructure 1.1 | 40 | City of London | EC3N 2AE | 22/00882/FULMAJ | Planning Portal | Demolition of existing building and redevelopment for new building comprising basment, ground plus 20 upper floors | 2022-09-30 | 2023-06-27 |  | Residential (inc. student accomodation) |  | New Build |  |  |  | 27844 |  |  | 27844 | [7 empty] | 22 | 20 |  |  |  | Waterman Building Services |  |  |  |  | Project 89 | 100% | 1
Friary Court 65 Crutched Friars | Superstructure 2.1-2.3 | 106 | City of London | EC3N 2AE | 22/00882/FULMAJ | Planning Portal | Demolition of existing building and redevelopment for new building comprising basment, ground plus 20 upper floors | 2022-09-30 | 2023-06-27 |  | Residential (inc. student accomodation) |  | New Build |  |  |  | 27844 |  |  | 27844 | [7 empty] | 22 | 20 |  |  |  | Waterman Building Services |  |  |  |  | Project 89 | 100% | 1
Friary Court 65 Crutched Friars | Superstructure 2.4-2.8 | 357 | City of London | EC3N 2AE | 22/00882/FULMAJ | Planning Portal | Demolition of existing building and redevelopment for new building comprising basment, ground plus 20 upper floors | 2022-09-30 | 2023-06-27 |  | Residential (inc. student accomodation) |  | New Build |  |  |  | 27844 |  |  | 27844 | [7 empty] | 22 | 20 |  |  |  | Waterman Building Services |  |  |  |  | Project 89 | 100% | 1
Gillingham House | Substructure 1.1 | 85 | Westminster | SW1V 1HU | 23/01690/FULL | Planning Portal | Intensive refurbishment and Refurbishment (demolish 2,183m2), 60% of area and 70% of volume retained | 2023-03-13 |  |  | Office |  | Heavy Refurbishment |  |  | 5457.5 | 9450 | 2183 | 73.16% | 6175.5 | No new basement | [5 empty] | 4 | 8 | 8 | 4 |  |  | Atelier Ten | Stantec |  |  |  | Project 90 | 40% | 3
Gillingham House | Superstructure 2.1-2.3 | 257 | Westminster | SW1V 1HU | 23/01690/FULL | Planning Portal | Intensive refurbishment and Refurbishment (demolish 2,183m2), 60% of area and 70% of volume retained | 2023-03-13 |  |  | Office |  | Heavy Refurbishment |  |  | 5457.5 | 9450 | 2183 | 73.16% | 6175.5 | No new basement | [5 empty] | 4 | 8 | 8 | 4 |  |  | Atelier Ten | Stantec |  |  |  | Project 90 | 40% | 3
Gillingham House | Superstructure 2.4-2.8 | 156 | Westminster | SW1V 1HU | 23/01690/FULL | Planning Portal | Intensive refurbishment and Refurbishment (demolish 2,183m2), 60% of area and 70% of volume retained | 2023-03-13 |  |  | Office |  | Heavy Refurbishment |  |  | 5457.5 | 9450 | 2183 | 73.16% | 6175.5 | No new basement | [5 empty] | 4 | 8 | 8 | 4 |  |  | Atelier Ten | Stantec |  |  |  | Project 90 | 40% | 3
Hyatt Place | Substructure 1.1 | 50 | Hillingdon | UB4 0JN | 2385/APP/2022/2952 | Planning Portal | Partial demolition of the existing building, followed by refurbishment, side Refurbishments and upwards Refurbishments, alongside erection of perimeter blocks around a podium level, to increase hotel capacity (Class C1) whilst introducing industrial uses (Class E(g)(ii) and E(g)(iii)) at ground and first floor level. | 2022-09-27 |  | Pending | Hotel | Yes | Heavy Refurbishment | 1960s | Not listed | 9885 | 20372 | 1211 | 106.1% | 11698 | [6 empty] | 13 | 14 | 14 | 1 |  |  | Love Design Studio | Engineeria | Woodcote Power Consulting | Haptic | One Click LCA | Project 91 | 12.25% | 3
Hyatt Place | Superstructure 2.1-2.3 | 164 | Hillingdon | UB4 0JN | 2385/APP/2022/2952 | Planning Portal | Partial demolition of the existing building, followed by refurbishment, side Refurbishments and upwards Refurbishments, alongside erection of perimeter blocks around a podium level, to increase hotel capacity (Class C1) whilst introducing industrial uses (Class E(g)(ii) and E(g)(iii)) at ground and first floor level. | 2022-09-27 |  | Pending | Hotel | Yes | Heavy Refurbishment | 1960s | Not listed | 9885 | 20372 | 1211 | 106.1% | 11698 | [6 empty] | 13 | 14 | 14 | 1 |  |  | Love Design Studio | Engineeria | Woodcote Power Consulting | Haptic | One Click LCA | Project 91 | 12.25% | 3
Hyatt Place | Superstructure 2.4-2.8 | 89 | Hillingdon | UB4 0JN | 2385/APP/2022/2952 | Planning Portal | Partial demolition of the existing building, followed by refurbishment, side Refurbishments and upwards Refurbishments, alongside erection of perimeter blocks around a podium level, to increase hotel capacity (Class C1) whilst introducing industrial uses (Class E(g)(ii) and E(g)(iii)) at ground and first floor level. | 2022-09-27 |  | Pending | Hotel | Yes | Heavy Refurbishment | 1960s | Not listed | 9885 | 20372 | 1211 | 106.1% | 11698 | [6 empty] | 13 | 14 | 14 | 1 |  |  | Love Design Studio | Engineeria | Woodcote Power Consulting | Haptic | One Click LCA | Project 91 | 12.25% | 3
Island Site Woolwich | Substructure 1.1 | 1 | Greenwich | SE18 6PF | 22/3162/F | Planning Portal | The redevelopment (together with demolition and part demolition of existing buildings) and refurbishment of the Island Site to provide 494 co-living units (Use Class Sui Generis), 20 residential dwellings (Use Class C3(a)), community uses (Use Class E(d) and F2(b)), retail (Use Class E(a)), restaurants and cafes (Use Class E(b)) and offices (Use Class E(c)), new public realm with hard and soft landscaping, highways works, car parking, cycle parking, refuse and recycling storage, plant, external amenity space and associated works. Further detailed explanation of the proposal (not forming part of the formal description of development set out above): The proposal includes the erection of two mixed-use buildings following demolition of 17-27 Thomas Street and IBC Main Building; the refurbishment, Refurbishment and change of use of 2-4 Wellington Street, 6-10 Wellington Street, 12-14 Wellington Street, Thames Polytechnic: Arts and Science Building, Former Polytechnic Hall, 29 Thomas Street, IBC Central Building and refurbishment (and partial demolition) of the former workshops. To facilitate the following: 20 residential dwellings (Use Class C3(a)) 494 co-living units (Use Class sui generis) 3,294 sqm (GIA) of non-residential floorspace site wide · 1,100 sqm GIA of community uses (Use Class E(d) and F2(b)) · 1,414 sqm GIA of retail (Use Class E(a)) and restaurants and cafes (Use Class E(b)) · 780 sqm GIA of office floorspace (Use Class E(c)) Maximum building height of 35.12 metres Above Ordnance Datum (m AOD). The demolition works include 18-36 Wellington Street and 17-27 Thomas Street as well as the non-original rear Refurbishments to the Arts and Science building and the fourth workshop, and comprises a volume of 34,634 m3 (This application is an EIA development and is accompanied by an Environmental Statement) (The development may impact on the setting of the Grade II listed building on-site being the University of Greenwich, Woolwich Campus: Original Building, Gymnasium to Rear and Corner Entrance Range, as well as nearby Grade II* and Grade II listed buildings. In addition, the development may also impact the setting of the Woolwich Conservation Area) (The development includes demolition of unlisted buildings or structures in the Woolwich Conservation Area) | 2022-08-22 |  | Pending | Office, Retail & Residential | Yes | Heavy Refurbishment | 1880s | Grade II | 12544 | 28528 | 2508.8 | 127.4% | 18492.8 | No new basement | [5 empty] | 5 | 8 | 7 | 3 | 6 |  | Create |  |  |  | One Click LCA | Project 93 | 20% | 3
Island Site Woolwich | Superstructure 2.1-2.3 | 38 | Greenwich | SE18 6PF | 22/3162/F | Planning Portal | The redevelopment (together with demolition and part demolition of existing buildings) and refurbishment of the Island Site to provide 494 co-living units (Use Class Sui Generis), 20 residential dwellings (Use Class C3(a)), community uses (Use Class E(d) and F2(b)), retail (Use Class E(a)), restaurants and cafes (Use Class E(b)) and offices (Use Class E(c)), new public realm with hard and soft landscaping, highways works, car parking, cycle parking, refuse and recycling storage, plant, external amenity space and associated works. Further detailed explanation of the proposal (not forming part of the formal description of development set out above): The proposal includes the erection of two mixed-use buildings following demolition of 17-27 Thomas Street and IBC Main Building; the refurbishment, Refurbishment and change of use of 2-4 Wellington Street, 6-10 Wellington Street, 12-14 Wellington Street, Thames Polytechnic: Arts and Science Building, Former Polytechnic Hall, 29 Thomas Street, IBC Central Building and refurbishment (and partial demolition) of the former workshops. To facilitate the following: 20 residential dwellings (Use Class C3(a)) 494 co-living units (Use Class sui generis) 3,294 sqm (GIA) of non-residential floorspace site wide · 1,100 sqm GIA of community uses (Use Class E(d) and F2(b)) · 1,414 sqm GIA of retail (Use Class E(a)) and restaurants and cafes (Use Class E(b)) · 780 sqm GIA of office floorspace (Use Class E(c)) Maximum building height of 35.12 metres Above Ordnance Datum (m AOD). The demolition works include 18-36 Wellington Street and 17-27 Thomas Street as well as the non-original rear Refurbishments to the Arts and Science building and the fourth workshop, and comprises a volume of 34,634 m3 (This application is an EIA development and is accompanied by an Environmental Statement) (The development may impact on the setting of the Grade II listed building on-site being the University of Greenwich, Woolwich Campus: Original Building, Gymnasium to Rear and Corner Entrance Range, as well as nearby Grade II* and Grade II listed buildings. In addition, the development may also impact the setting of the Woolwich Conservation Area) (The development includes demolition of unlisted buildings or structures in the Woolwich Conservation Area) | 2022-08-22 |  | Pending | Office, Retail & Residential | Yes | Heavy Refurbishment | 1880s | Grade II | 12544 | 28528 | 2508.8 | 127.4% | 18492.8 | No new basement | [5 empty] | 5 | 8 | 7 | 3 | 6 |  | Create |  |  |  | One Click LCA | Project 93 | 20% | 3
Island Site Woolwich | Superstructure 2.4-2.8 | 205 | Greenwich | SE18 6PF | 22/3162/F | Planning Portal | The redevelopment (together with demolition and part demolition of existing buildings) and refurbishment of the Island Site to provide 494 co-living units (Use Class Sui Generis), 20 residential dwellings (Use Class C3(a)), community uses (Use Class E(d) and F2(b)), retail (Use Class E(a)), restaurants and cafes (Use Class E(b)) and offices (Use Class E(c)), new public realm with hard and soft landscaping, highways works, car parking, cycle parking, refuse and recycling storage, plant, external amenity space and associated works. Further detailed explanation of the proposal (not forming part of the formal description of development set out above): The proposal includes the erection of two mixed-use buildings following demolition of 17-27 Thomas Street and IBC Main Building; the refurbishment, Refurbishment and change of use of 2-4 Wellington Street, 6-10 Wellington Street, 12-14 Wellington Street, Thames Polytechnic: Arts and Science Building, Former Polytechnic Hall, 29 Thomas Street, IBC Central Building and refurbishment (and partial demolition) of the former workshops. To facilitate the following: 20 residential dwellings (Use Class C3(a)) 494 co-living units (Use Class sui generis) 3,294 sqm (GIA) of non-residential floorspace site wide · 1,100 sqm GIA of community uses (Use Class E(d) and F2(b)) · 1,414 sqm GIA of retail (Use Class E(a)) and restaurants and cafes (Use Class E(b)) · 780 sqm GIA of office floorspace (Use Class E(c)) Maximum building height of 35.12 metres Above Ordnance Datum (m AOD). The demolition works include 18-36 Wellington Street and 17-27 Thomas Street as well as the non-original rear Refurbishments to the Arts and Science building and the fourth workshop, and comprises a volume of 34,634 m3 (This application is an EIA development and is accompanied by an Environmental Statement) (The development may impact on the setting of the Grade II listed building on-site being the University of Greenwich, Woolwich Campus: Original Building, Gymnasium to Rear and Corner Entrance Range, as well as nearby Grade II* and Grade II listed buildings. In addition, the development may also impact the setting of the Woolwich Conservation Area) (The development includes demolition of unlisted buildings or structures in the Woolwich Conservation Area) | 2022-08-22 |  | Pending | Office, Retail & Residential | Yes | Heavy Refurbishment | 1880s | Grade II | 12544 | 28528 | 2508.8 | 127.4% | 18492.8 | No new basement | [5 empty] | 5 | 8 | 7 | 3 | 6 |  | Create |  |  |  | One Click LCA | Project 93 | 20% | 3
JVC Business Park | Substructure 1.1 | 112 | Brent | NW2 7AF | 22/1849 | Planning Portal | Full planning application for an Refurbishment to the existing data centre at the adjacent JVC House, alongside the re-configuration of the car parking layout, in association with its use as a data centre, subject to Deed of Agreement dated 6th December 2022 under Section 106 of Town and Country Planning Act, 1990. ¦ JVC Business Park, Priestley Way, London, NW2 | 2022-05-19 | 2022-12-07 | Granted | Data Centre | No | Heavy Refurbishment | 2000s | Not listed | 28470 | 47182 | 0 | 65.73% | 18712 | No new basement | [5 empty] | 4 | 4 | 4 |  | 4 |  | Hoare Lea |  |  | Scott Brownrigg | One Click LCA | Project 96 | 0% | 3
JVC Business Park | Superstructure 2.1-2.3 | 136 | Brent | NW2 7AF | 22/1849 | Planning Portal | Full planning application for an Refurbishment to the existing data centre at the adjacent JVC House, alongside the re-configuration of the car parking layout, in association with its use as a data centre, subject to Deed of Agreement dated 6th December 2022 under Section 106 of Town and Country Planning Act, 1990. ¦ JVC Business Park, Priestley Way, London, NW2 | 2022-05-19 | 2022-12-07 | Granted | Data Centre | No | Heavy Refurbishment | 2000s | Not listed | 28470 | 47182 | 0 | 65.73% | 18712 | No new basement | [5 empty] | 4 | 4 | 4 |  | 4 |  | Hoare Lea |  |  | Scott Brownrigg | One Click LCA | Project 96 | 0% | 3
JVC Business Park | Superstructure 2.4-2.8 | 105 | Brent | NW2 7AF | 22/1849 | Planning Portal | Full planning application for an Refurbishment to the existing data centre at the adjacent JVC House, alongside the re-configuration of the car parking layout, in association with its use as a data centre, subject to Deed of Agreement dated 6th December 2022 under Section 106 of Town and Country Planning Act, 1990. ¦ JVC Business Park, Priestley Way, London, NW2 | 2022-05-19 | 2022-12-07 | Granted | Data Centre | No | Heavy Refurbishment | 2000s | Not listed | 28470 | 47182 | 0 | 65.73% | 18712 | No new basement | [5 empty] | 4 | 4 | 4 |  | 4 |  | Hoare Lea |  |  | Scott Brownrigg | One Click LCA | Project 96 | 0% | 3
Kensington Centre, 66 Hammersmith Road | Substructure 1.1 | 132 | Hammersmith and Fulham | W14 8UD | 2023/00585/FUL | Planning Portal | Demolition of existing building and erection of 11-storey building (plus basement and plant roof) | 2023-03-03 |  |  | Office |  | New Build |  |  |  | 24441 |  |  | 24441 | [7 empty] | 12 | 11 |  |  |  | LCD |  |  |  |  | Project 97 | 100% | 1
Kensington Centre, 66 Hammersmith Road | Superstructure 2.1-2.3 | 501 | Hammersmith and Fulham | W14 8UD | 2023/00585/FUL | Planning Portal | Demolition of existing building and erection of 11-storey building (plus basement and plant roof) | 2023-03-03 |  |  | Office |  | New Build |  |  |  | 24441 |  |  | 24441 | [7 empty] | 12 | 11 |  |  |  | LCD |  |  |  |  | Project 97 | 100% | 1
Kensington Centre, 66 Hammersmith Road | Superstructure 2.4-2.8 | 34 | Hammersmith and Fulham | W14 8UD | 2023/00585/FUL | Planning Portal | Demolition of existing building and erection of 11-storey building (plus basement and plant roof) | 2023-03-03 |  |  | Office |  | New Build |  |  |  | 24441 |  |  | 24441 | [7 empty] | 12 | 11 |  |  |  | LCD |  |  |  |  | Project 97 | 100% | 1
King's Place (Land at Harper Street/Borough High Street) | Substructure 1.1 | 27 | Southwark | SE1 1JJ | 23/AP/0479 | Planning Portal | Demolition of existing buildings, part 5-11 storey building. | 2023-02-22 |  |  | Residential (inc. student accomodation) |  | New Build |  |  |  | 16036 |  |  | 16036 | [7 empty] | 11 | 11 |  |  |  | Scotch Partners |  |  |  |  | Project 98 | 100% | 1
King's Place (Land at Harper Street/Borough High Street) | Superstructure 2.1-2.3 | 154 | Southwark | SE1 1JJ | 23/AP/0479 | Planning Portal | Demolition of existing buildings, part 5-11 storey building. | 2023-02-22 |  |  | Residential (inc. student accomodation) |  | New Build |  |  |  | 16036 |  |  | 16036 | [7 empty] | 11 | 11 |  |  |  | Scotch Partners |  |  |  |  | Project 98 | 100% | 1
King's Place (Land at Harper Street/Borough High Street) | Superstructure 2.4-2.8 | 163 | Southwark | SE1 1JJ | 23/AP/0479 | Planning Portal | Demolition of existing buildings, part 5-11 storey building. | 2023-02-22 |  |  | Residential (inc. student accomodation) |  | New Build |  |  |  | 16036 |  |  | 16036 | [7 empty] | 11 | 11 |  |  |  | Scotch Partners |  |  |  |  | Project 98 | 100% | 1
Leconfield House | Substructure 1.1 | 23 | Westminster | W1J 5JB | 23/02111/FULL | Planning Portal | Excavation to provide one additional basement level; removal and replacement of facades at ground floor level and part first floor and alterations to the facades at first to fifth floor levels including replacement windows throughout; demolition of the sixth and seventh floor levels and replacement with new sixth and seventh floor levels with plant in an associated enclosure, creation of terraces at sixth and seventh floor level, a rear Refurbishment on the western side of the building from ground to seventh floor level and use of the building as either medical / spa / bars / restaurants / retail / office and fitness, or as office accommodation all within Class E. | 2023-03-29 |  | Pending | Office & Retail | No | Heavy Refurbishment | 1930s | Not listed | 8757 | 10148 | 1452 | 15.88% | 2843 | New and retained basement | [5 empty] | 9 | 10 | 8 | 1 | 8 |  | Elliott Wood | Elliot Wood | AECOM | EPR Architects | One Click LCA | Project 99 | 16.58% | 3
Leconfield House | Superstructure 2.1-2.3 | 170 | Westminster | W1J 5JB | 23/02111/FULL | Planning Portal | Excavation to provide one additional basement level; removal and replacement of facades at ground floor level and part first floor and alterations to the facades at first to fifth floor levels including replacement windows throughout; demolition of the sixth and seventh floor levels and replacement with new sixth and seventh floor levels with plant in an associated enclosure, creation of terraces at sixth and seventh floor level, a rear Refurbishment on the western side of the building from ground to seventh floor level and use of the building as either medical / spa / bars / restaurants / retail / office and fitness, or as office accommodation all within Class E. | 2023-03-29 |  | Pending | Office & Retail | No | Heavy Refurbishment | 1930s | Not listed | 8757 | 10148 | 1452 | 15.88% | 2843 | New and retained basement | [5 empty] | 9 | 10 | 8 | 1 | 8 |  | Elliott Wood | Elliot Wood | AECOM | EPR Architects | One Click LCA | Project 99 | 16.58% | 3
Leconfield House | Superstructure 2.4-2.8 | 69 | Westminster | W1J 5JB | 23/02111/FULL | Planning Portal | Excavation to provide one additional basement level; removal and replacement of facades at ground floor level and part first floor and alterations to the facades at first to fifth floor levels including replacement windows throughout; demolition of the sixth and seventh floor levels and replacement with new sixth and seventh floor levels with plant in an associated enclosure, creation of terraces at sixth and seventh floor level, a rear Refurbishment on the western side of the building from ground to seventh floor level and use of the building as either medical / spa / bars / restaurants / retail / office and fitness, or as office accommodation all within Class E. | 2023-03-29 |  | Pending | Office & Retail | No | Heavy Refurbishment | 1930s | Not listed | 8757 | 10148 | 1452 | 15.88% | 2843 | New and retained basement | [5 empty] | 9 | 10 | 8 | 1 | 8 |  | Elliott Wood | Elliot Wood | AECOM | EPR Architects | One Click LCA | Project 99 | 16.58% | 3
Liverpool Street Station | Substructure 1.1 | 84 | City of London | EC2M 7PY | 23/00453/FULEIA | Planning Portal | Partial demolition of Station including concourse, train sheds and entrances to Bishopsgate, Liverpool Street and Sun Street Passage. Demolition of 50 Liverpool Street. Construction and remodelling of station at basement, lower and upper concourses, new station roof, new entrances to Bishopsgate, Liverpool Street and Sun Street Passage, new lifts and escalators. Provision of units at basement, lower and upper concourse flrs for retail, café/restaurant, public house/bar. Remodelling of existing bus station and provision of a cycle hub on upper concourse. Andaz/Great Eastern Hotel:Alteration of existing building at basement, ground and upper flrs including insertion of new structure, creation of new west wall and removal and replacement of mansard roof. Change of use from hotel to office at part ground flr and across flrs 1-4; access to servicing area from vehicle lifts at flr 3; provision of units at basement and ground for retail, café/restaurant, and public house/bar; spaces for leisure and community uses; retail and café/restaurant at part of flr 5. Over Station Development:Erection of a new building above Liverpool Street Station and 40 Liverpool Street with maximum height of 108.6 metres AOD in height (excluding rooftop plant) comprising office use at flrs 5-13, and partly at flrs 14-15, with ancillary lobby and functions at flrs 3-4. New hotel at flrs 17-20 and partly within flrs 14-16, ancillary restaurant/bar at flr 15 and ancillary leisure facility at flr 16. New public amenity space at podium level comprising café/restaurant, retail, leisure; and partially at flr 16 comprising outdoor pool, leisure court and café/restaurant, alongside a publicly accessible roof garden. Provision of lifts, cycle parking, servicing, refuse, and plant. Public Realm:Refurbishment and Refurbishment of Hope Square and Bishopsgate Plaza. New pedestrian routes, including the pedestrianisation of Liverpool Street and new pedestrian footway to Exchange Square | 2023-05-02 |  | Pending |  | No | Heavy Refurbishment | 1880s | Grade II* | 40869 | 151394 | 22443 | 270.4% | 132968 | No new basement | [5 empty] | 10 | 24 | 22 | 14 |  |  | WSP | WSP | WSP | Herzog & de Meuron | One Click LCA | Project 100 | 54.91% | 3
Liverpool Street Station | Superstructure 2.1-2.3 | 219 | City of London | EC2M 7PY | 23/00453/FULEIA | Planning Portal | Partial demolition of Station including concourse, train sheds and entrances to Bishopsgate, Liverpool Street and Sun Street Passage. Demolition of 50 Liverpool Street. Construction and remodelling of station at basement, lower and upper concourses, new station roof, new entrances to Bishopsgate, Liverpool Street and Sun Street Passage, new lifts and escalators. Provision of units at basement, lower and upper concourse flrs for retail, café/restaurant, public house/bar. Remodelling of existing bus station and provision of a cycle hub on upper concourse. Andaz/Great Eastern Hotel:Alteration of existing building at basement, ground and upper flrs including insertion of new structure, creation of new west wall and removal and replacement of mansard roof. Change of use from hotel to office at part ground flr and across flrs 1-4; access to servicing area from vehicle lifts at flr 3; provision of units at basement and ground for retail, café/restaurant, and public house/bar; spaces for leisure and community uses; retail and café/restaurant at part of flr 5. Over Station Development:Erection of a new building above Liverpool Street Station and 40 Liverpool Street with maximum height of 108.6 metres AOD in height (excluding rooftop plant) comprising office use at flrs 5-13, and partly at flrs 14-15, with ancillary lobby and functions at flrs 3-4. New hotel at flrs 17-20 and partly within flrs 14-16, ancillary restaurant/bar at flr 15 and ancillary leisure facility at flr 16. New public amenity space at podium level comprising café/restaurant, retail, leisure; and partially at flr 16 comprising outdoor pool, leisure court and café/restaurant, alongside a publicly accessible roof garden. Provision of lifts, cycle parking, servicing, refuse, and plant. Public Realm:Refurbishment and Refurbishment of Hope Square and Bishopsgate Plaza. New pedestrian routes, including the pedestrianisation of Liverpool Street and new pedestrian footway to Exchange Square | 2023-05-02 |  | Pending |  | No | Heavy Refurbishment | 1880s | Grade II* | 40869 | 151394 | 22443 | 270.4% | 132968 | No new basement | [5 empty] | 10 | 24 | 22 | 14 |  |  | WSP | WSP | WSP | Herzog & de Meuron | One Click LCA | Project 100 | 54.91% | 3
Liverpool Street Station | Superstructure 2.4-2.8 | 148 | City of London | EC2M 7PY | 23/00453/FULEIA | Planning Portal | Partial demolition of Station including concourse, train sheds and entrances to Bishopsgate, Liverpool Street and Sun Street Passage. Demolition of 50 Liverpool Street. Construction and remodelling of station at basement, lower and upper concourses, new station roof, new entrances to Bishopsgate, Liverpool Street and Sun Street Passage, new lifts and escalators. Provision of units at basement, lower and upper concourse flrs for retail, café/restaurant, public house/bar. Remodelling of existing bus station and provision of a cycle hub on upper concourse. Andaz/Great Eastern Hotel:Alteration of existing building at basement, ground and upper flrs including insertion of new structure, creation of new west wall and removal and replacement of mansard roof. Change of use from hotel to office at part ground flr and across flrs 1-4; access to servicing area from vehicle lifts at flr 3; provision of units at basement and ground for retail, café/restaurant, and public house/bar; spaces for leisure and community uses; retail and café/restaurant at part of flr 5. Over Station Development:Erection of a new building above Liverpool Street Station and 40 Liverpool Street with maximum height of 108.6 metres AOD in height (excluding rooftop plant) comprising office use at flrs 5-13, and partly at flrs 14-15, with ancillary lobby and functions at flrs 3-4. New hotel at flrs 17-20 and partly within flrs 14-16, ancillary restaurant/bar at flr 15 and ancillary leisure facility at flr 16. New public amenity space at podium level comprising café/restaurant, retail, leisure; and partially at flr 16 comprising outdoor pool, leisure court and café/restaurant, alongside a publicly accessible roof garden. Provision of lifts, cycle parking, servicing, refuse, and plant. Public Realm:Refurbishment and Refurbishment of Hope Square and Bishopsgate Plaza. New pedestrian routes, including the pedestrianisation of Liverpool Street and new pedestrian footway to Exchange Square | 2023-05-02 |  | Pending |  | No | Heavy Refurbishment | 1880s | Grade II* | 40869 | 151394 | 22443 | 270.4% | 132968 | No new basement | [5 empty] | 10 | 24 | 22 | 14 |  |  | WSP | WSP | WSP | Herzog & de Meuron | One Click LCA | Project 100 | 54.91% | 3
Maclise Multi-Storey Car Park, Olympia | Substructure 1.1 | 235 | Hammersmith and Fulham | W14 8UX | 2021/04167/FUL | Planning Portal | All floors and internal structures (floor, ramps, princ. And sec. stair cores) demolished, elevation re-clad and re-glazed from ground to level 4, façade to retained structure replaced | 2021-12-29 |  |  | Hotel | Yes | Substructure and/or Façade Retained | 1930s | Grade II |  | 19655 |  |  | 19655 | New | Reinforced Concrete |  |  |  |  | 5 | 9 | 8 | 3 |  |  | McBains |  |  | SPPARC |  | Project 101 |  | 2
Maclise Multi-Storey Car Park, Olympia | Superstructure 2.1-2.3 | 35 | Hammersmith and Fulham | W14 8UX | 2021/04167/FUL | Planning Portal | All floors and internal structures (floor, ramps, princ. And sec. stair cores) demolished, elevation re-clad and re-glazed from ground to level 4, façade to retained structure replaced | 2021-12-29 |  |  | Hotel | Yes | Substructure and/or Façade Retained | 1930s | Grade II |  | 19655 |  |  | 19655 | New | Reinforced Concrete |  |  |  |  | 5 | 9 | 8 | 3 |  |  | McBains |  |  | SPPARC |  | Project 101 |  | 2
Maclise Multi-Storey Car Park, Olympia | Superstructure 2.4-2.8 | 279 | Hammersmith and Fulham | W14 8UX | 2021/04167/FUL | Planning Portal | All floors and internal structures (floor, ramps, princ. And sec. stair cores) demolished, elevation re-clad and re-glazed from ground to level 4, façade to retained structure replaced | 2021-12-29 |  |  | Hotel | Yes | Substructure and/or Façade Retained | 1930s | Grade II |  | 19655 |  |  | 19655 | New | Reinforced Concrete |  |  |  |  | 5 | 9 | 8 | 3 |  |  | McBains |  |  | SPPARC |  | Project 101 |  | 2
New City Court | Substructure 1.1 | 77 | Southwark | SE1 9RS | 21/AP/1361 | Planning Portal | New-build 26-storey buildings (plus mezzanine and 2 basement levels), restoration and refurb. of listed terrace (4-16 St Thomas Street), redevelopment of Keats House (reinstatement of façade) | 2021-04-21 | 2022-01-13 |  | Office & Retail |  | Heavy Refurbishment |  | Grade II |  | 55461 |  | 90% | 55461 | New and retained basement | Brickwork and timber |  |  |  |  | 5 | 28 | 26 |  | 28 |  | chapmanbdsp |  |  | Allford Hall Monaghan Morris |  | Project 102 | 90% | 3
New City Court | Superstructure 2.1-2.3 | 253 | Southwark | SE1 9RS | 21/AP/1361 | Planning Portal | New-build 26-storey buildings (plus mezzanine and 2 basement levels), restoration and refurb. of listed terrace (4-16 St Thomas Street), redevelopment of Keats House (reinstatement of façade) | 2021-04-21 | 2022-01-13 |  | Office & Retail |  | Heavy Refurbishment |  | Grade II |  | 55461 |  | 90% | 55461 | New and retained basement | Brickwork and timber |  |  |  |  | 5 | 28 | 26 |  | 28 |  | chapmanbdsp |  |  | Allford Hall Monaghan Morris |  | Project 102 | 90% | 3
New City Court | Superstructure 2.4-2.8 | 107 | Southwark | SE1 9RS | 21/AP/1361 | Planning Portal | New-build 26-storey buildings (plus mezzanine and 2 basement levels), restoration and refurb. of listed terrace (4-16 St Thomas Street), redevelopment of Keats House (reinstatement of façade) | 2021-04-21 | 2022-01-13 |  | Office & Retail |  | Heavy Refurbishment |  | Grade II |  | 55461 |  | 90% | 55461 | New and retained basement | Brickwork and timber |  |  |  |  | 5 | 28 | 26 |  | 28 |  | chapmanbdsp |  |  | Allford Hall Monaghan Morris |  | Project 102 | 90% | 3
Newcombe House | Substructure 1.1 | 112 | Kensington and Chelsea | W8 7LX | PP/23/03534 | Planning Portal | Newcombe House: 100% of tower foundations retained - vertical Refurbishment part 14-15 storey. 90% of steel frame and floor slabs retained. Kensington Church Street Building: erection of a new 6-storey building. Affordable block: 8-storey building. 43% floor slabs retained. 19% of the total proposed floor area GIA is demolished across the developments. | 2023-06-05 |  |  | Office | No | Heavy Refurbishment | 1950s | Not listed | 11400 | 26902 | 5942 | 136% | 21444 | New and retained basement | Reinforced Concrete |  | RC Cores / shear walls |  |  | 12 | 15 | 15 | 3 |  |  | HDR | AKT II | HDR | Squire and Partners | One Click LCA | Project 103 | 52.12% | 3
Newcombe House | Superstructure 2.1-2.3 | 284 | Kensington and Chelsea | W8 7LX | PP/23/03534 | Planning Portal | Newcombe House: 100% of tower foundations retained - vertical Refurbishment part 14-15 storey. 90% of steel frame and floor slabs retained. Kensington Church Street Building: erection of a new 6-storey building. Affordable block: 8-storey building. 43% floor slabs retained. 19% of the total proposed floor area GIA is demolished across the developments. | 2023-06-05 |  |  | Office | No | Heavy Refurbishment | 1950s | Not listed | 11400 | 26902 | 5942 | 136% | 21444 | New and retained basement | Reinforced Concrete |  | RC Cores / shear walls |  |  | 12 | 15 | 15 | 3 |  |  | HDR | AKT II | HDR | Squire and Partners | One Click LCA | Project 103 | 52.12% | 3
Newcombe House | Superstructure 2.4-2.8 | 143 | Kensington and Chelsea | W8 7LX | PP/23/03534 | Planning Portal | Newcombe House: 100% of tower foundations retained - vertical Refurbishment part 14-15 storey. 90% of steel frame and floor slabs retained. Kensington Church Street Building: erection of a new 6-storey building. Affordable block: 8-storey building. 43% floor slabs retained. 19% of the total proposed floor area GIA is demolished across the developments. | 2023-06-05 |  |  | Office | No | Heavy Refurbishment | 1950s | Not listed | 11400 | 26902 | 5942 | 136% | 21444 | New and retained basement | Reinforced Concrete |  | RC Cores / shear walls |  |  | 12 | 15 | 15 | 3 |  |  | HDR | AKT II | HDR | Squire and Partners | One Click LCA | Project 103 | 52.12% | 3
Plot H1 Elephant Park | Substructure 1.1 | 42 | Southwark | SE17 1GD | 21/AP/1819 | Planning Portal | Erection of 17-storey building with basement and rooftop plant. | 2021-05-24 |  |  | Office |  | New Build |  |  |  | 63598 |  |  | 63598 | [7 empty] | 18 | 17 |  |  |  | HDR |  |  |  |  | Project 105 | 100% | 1
Plot H1 Elephant Park | Superstructure 2.1-2.3 | 258 | Southwark | SE17 1GD | 21/AP/1819 | Planning Portal | Erection of 17-storey building with basement and rooftop plant. | 2021-05-24 |  |  | Office |  | New Build |  |  |  | 63598 |  |  | 63598 | [7 empty] | 18 | 17 |  |  |  | HDR |  |  |  |  | Project 105 | 100% | 1
Plot H1 Elephant Park | Superstructure 2.4-2.8 | 116 | Southwark | SE17 1GD | 21/AP/1819 | Planning Portal | Erection of 17-storey building with basement and rooftop plant. | 2021-05-24 |  |  | Office |  | New Build |  |  |  | 63598 |  |  | 63598 | [7 empty] | 18 | 17 |  |  |  | HDR |  |  |  |  | Project 105 | 100% | 1
Poultry Market And General Market And The Annexe Buildings West Smithfield | Substructure 1.1 | 81 | City of London | EC1A 9LH | 19/01343/FULEIA | Planning Portal | Part demolition, repair, refurbishment and Refurbishment of existing buildings (all levels including basements) | 2019-12-19 | 2022-11-22 |  | Office | Yes | Heavy Refurbishment | 1950s | Grade II | 15617 | 43037 | 5466 | 175.6% | 32886 | New and retained basement | Reinforced Concrete |  |  |  | Load balancing at foundations | 3 | 3 | 3 |  | 1 |  | Arup |  |  |  | One Click LCA | Project 108 | 35% | 3
Poultry Market And General Market And The Annexe Buildings West Smithfield | Superstructure 2.1-2.3 | 132 | City of London | EC1A 9LH | 19/01343/FULEIA | Planning Portal | Part demolition, repair, refurbishment and Refurbishment of existing buildings (all levels including basements) | 2019-12-19 | 2022-11-22 |  | Office | Yes | Heavy Refurbishment | 1950s | Grade II | 15617 | 43037 | 5466 | 175.6% | 32886 | New and retained basement | Reinforced Concrete |  |  |  | Load balancing at foundations | 3 | 3 | 3 |  | 1 |  | Arup |  |  |  | One Click LCA | Project 108 | 35% | 3
Poultry Market And General Market And The Annexe Buildings West Smithfield | Superstructure 2.4-2.8 | 72 | City of London | EC1A 9LH | 19/01343/FULEIA | Planning Portal | Part demolition, repair, refurbishment and Refurbishment of existing buildings (all levels including basements) | 2019-12-19 | 2022-11-22 |  | Office | Yes | Heavy Refurbishment | 1950s | Grade II | 15617 | 43037 | 5466 | 175.6% | 32886 | New and retained basement | Reinforced Concrete |  |  |  | Load balancing at foundations | 3 | 3 | 3 |  | 1 |  | Arup |  |  |  | One Click LCA | Project 108 | 35% | 3
Red Lion Court 46-48 Park Street | Substructure 1.1 | 76 | Southwark | SE1 9EQ | 22/AP/1602 | Planning Portal | Basement retained and extended by an additional level, re-use as many piles are possible. New 11-storey building with 2 cores | 2022-05-06 |  |  | Office | Yes | Substructure and/or Façade Retained |  |  | 17335 | 32965 | 17335 | 90.16% | 32965 | [7 empty] | 11 | 11 |  |  |  | Arup |  |  |  |  | Project 110 | 100% | 2
Red Lion Court 46-48 Park Street | Superstructure 2.1-2.3 | 134 | Southwark | SE1 9EQ | 22/AP/1602 | Planning Portal | Basement retained and extended by an additional level, re-use as many piles are possible. New 11-storey building with 2 cores | 2022-05-06 |  |  | Office | Yes | Substructure and/or Façade Retained |  |  | 17335 | 32965 | 17335 | 90.16% | 32965 | [7 empty] | 11 | 11 |  |  |  | Arup |  |  |  |  | Project 110 | 100% | 2
Red Lion Court 46-48 Park Street | Superstructure 2.4-2.8 | 128 | Southwark | SE1 9EQ | 22/AP/1602 | Planning Portal | Basement retained and extended by an additional level, re-use as many piles are possible. New 11-storey building with 2 cores | 2022-05-06 |  |  | Office | Yes | Substructure and/or Façade Retained |  |  | 17335 | 32965 | 17335 | 90.16% | 32965 | [7 empty] | 11 | 11 |  |  |  | Arup |  |  |  |  | Project 110 | 100% | 2
Royal Mint Court - Seaman's Registry | Substructure 1.1 | 59 | Tower Hamlets | EC3N 4QN | PA/21/01327/A1 | Planning Portal | Retain the Grade-II listed façades, therefore only refurbished internally with enhanced insulation and secondary glazing. Only minimal refurbishment proposed, maximising retention of existing building fabric | 2021-06-11 | 2023-02-10 |  | Office & Retail |  | Retrofit |  |  |  | 8113 |  |  | 8113 | [6 empty] | 4 | 4 | 4 |  |  |  | Cundall |  |  |  |  | Project 113 |  | 5
Royal Mint Court - Seaman's Registry | Superstructure 2.1-2.3 |  | Tower Hamlets | EC3N 4QN | PA/21/01327/A1 | Planning Portal | Retain the Grade-II listed façades, therefore only refurbished internally with enhanced insulation and secondary glazing. Only minimal refurbishment proposed, maximising retention of existing building fabric | 2021-06-11 | 2023-02-10 |  | Office & Retail |  | Retrofit |  |  |  | 8113 |  |  | 8113 | [6 empty] | 4 | 4 | 4 |  |  |  | Cundall |  |  |  |  | Project 113 |  | 5
Royal Mint Court - Seaman's Registry | Superstructure 2.4-2.8 |  | Tower Hamlets | EC3N 4QN | PA/21/01327/A1 | Planning Portal | Retain the Grade-II listed façades, therefore only refurbished internally with enhanced insulation and secondary glazing. Only minimal refurbishment proposed, maximising retention of existing building fabric | 2021-06-11 | 2023-02-10 |  | Office & Retail |  | Retrofit |  |  |  | 8113 |  |  | 8113 | [6 empty] | 4 | 4 | 4 |  |  |  | Cundall |  |  |  |  | Project 113 |  | 5
Royal Street Plot C | Substructure 1.1 | 69 | Lambeth | SE1 7LL | 22/01206/EIAFUL | Planning Portal |  | 2022-04-21 |  |  | Office |  | New Build |  |  |  | 29022 |  |  | 29022 | [7 empty] | 15 | 15 |  |  |  | Arup |  |  |  |  | Project 115 | 100% | 1
Royal Street Plot C | Superstructure 2.1-2.3 | 101 | Lambeth | SE1 7LL | 22/01206/EIAFUL | Planning Portal |  | 2022-04-21 |  |  | Office |  | New Build |  |  |  | 29022 |  |  | 29022 | [7 empty] | 15 | 15 |  |  |  | Arup |  |  |  |  | Project 115 | 100% | 1
Royal Street Plot C | Superstructure 2.4-2.8 | 114 | Lambeth | SE1 7LL | 22/01206/EIAFUL | Planning Portal |  | 2022-04-21 |  |  | Office |  | New Build |  |  |  | 29022 |  |  | 29022 | [7 empty] | 15 | 15 |  |  |  | Arup |  |  |  |  | Project 115 | 100% | 1
Royal Street Plot D | Substructure 1.1 | 63 | Lambeth | SE1 7LL | 22/01206/EIAFUL | Planning Portal |  | 2022-04-21 |  |  | Office |  | New Build |  |  |  | 52380 |  |  | 52380 | [7 empty] | 15 | 14 |  |  |  | Arup |  |  |  |  | Project 116 | 100% | 1
Royal Street Plot D | Superstructure 2.1-2.3 | 96 | Lambeth | SE1 7LL | 22/01206/EIAFUL | Planning Portal |  | 2022-04-21 |  |  | Office |  | New Build |  |  |  | 52380 |  |  | 52380 | [7 empty] | 15 | 14 |  |  |  | Arup |  |  |  |  | Project 116 | 100% | 1
Royal Street Plot D | Superstructure 2.4-2.8 | 58 | Lambeth | SE1 7LL | 22/01206/EIAFUL | Planning Portal |  | 2022-04-21 |  |  | Office |  | New Build |  |  |  | 52380 |  |  | 52380 | [7 empty] | 15 | 14 |  |  |  | Arup |  |  |  |  | Project 116 | 100% | 1
Royal Street Plot E | Substructure 1.1 | 28 | Lambeth | SE1 7LL | 22/01206/EIAFUL | Planning Portal | Partial reuse & Refurbishment, existing basement retained under existing building, new Refurbishments (horizontal) to retained Beckett House structure | 2022-04-21 |  |  | Office |  | Substructure and/or Façade Retained |  |  |  | 40705 |  |  | 40705 | [7 empty] | 16 | 15 |  |  |  | Arup |  |  |  |  | Project 117 |  | 2
Royal Street Plot E | Superstructure 2.1-2.3 | 242 | Lambeth | SE1 7LL | 22/01206/EIAFUL | Planning Portal | Partial reuse & Refurbishment, existing basement retained under existing building, new Refurbishments (horizontal) to retained Beckett House structure | 2022-04-21 |  |  | Office |  | Substructure and/or Façade Retained |  |  |  | 40705 |  |  | 40705 | [7 empty] | 16 | 15 |  |  |  | Arup |  |  |  |  | Project 117 |  | 2
Royal Street Plot E | Superstructure 2.4-2.8 | 89 | Lambeth | SE1 7LL | 22/01206/EIAFUL | Planning Portal | Partial reuse & Refurbishment, existing basement retained under existing building, new Refurbishments (horizontal) to retained Beckett House structure | 2022-04-21 |  |  | Office |  | Substructure and/or Façade Retained |  |  |  | 40705 |  |  | 40705 | [7 empty] | 16 | 15 |  |  |  | Arup |  |  |  |  | Project 117 |  | 2
Salisbury Square - Commercial Building | Substructure 1.1 | 381 | City of London | EC4Y 8AP | 20/00907/FULEIA | Planning Portal | 150 year design life and heavy finishes | 2020-12-16 | 2021-07-30 |  | Office & Retail |  | New Build |  |  |  | 11357 |  |  | 11357 | [12 empty] | AECOM |  |  |  |  | Project 118 | 100% | 1
Salisbury Square - Commercial Building | Superstructure 2.1-2.3 | 633 | City of London | EC4Y 8AP | 20/00907/FULEIA | Planning Portal | 150 year design life and heavy finishes | 2020-12-16 | 2021-07-30 |  | Office & Retail |  | New Build |  |  |  | 11357 |  |  | 11357 | [12 empty] | AECOM |  |  |  |  | Project 118 | 100% | 1
Salisbury Square - Commercial Building | Superstructure 2.4-2.8 | 140 | City of London | EC4Y 8AP | 20/00907/FULEIA | Planning Portal | 150 year design life and heavy finishes | 2020-12-16 | 2021-07-30 |  | Office & Retail |  | New Build |  |  |  | 11357 |  |  | 11357 | [12 empty] | AECOM |  |  |  |  | Project 118 | 100% | 1
Salisbury Square - Court Building | Substructure 1.1 | 335 | City of London | EC4Y 8AP | 20/00907/FULEIA | Planning Portal | 150 year design life and heavy finishes | 2020-12-16 | 2021-07-30 |  | Office |  | New Build |  |  |  | 14556 |  |  | 14556 | [7 empty] | 12 | 7 |  |  |  | AECOM |  |  |  |  | Project 119 | 100% | 1
Salisbury Square - Court Building | Superstructure 2.1-2.3 | 669 | City of London | EC4Y 8AP | 20/00907/FULEIA | Planning Portal | 150 year design life and heavy finishes | 2020-12-16 | 2021-07-30 |  | Office |  | New Build |  |  |  | 14556 |  |  | 14556 | [7 empty] | 12 | 7 |  |  |  | AECOM |  |  |  |  | Project 119 | 100% | 1
Salisbury Square - Court Building | Superstructure 2.4-2.8 | 315 | City of London | EC4Y 8AP | 20/00907/FULEIA | Planning Portal | 150 year design life and heavy finishes | 2020-12-16 | 2021-07-30 |  | Office |  | New Build |  |  |  | 14556 |  |  | 14556 | [7 empty] | 12 | 7 |  |  |  | AECOM |  |  |  |  | Project 119 | 100% | 1
Shepherd's Bush Market | Substructure 1.1 | 159 | Hammersmith and Fulham | W12 8DF | 2023/01903/FUL | Planning Portal | Reconfigure site for public and vehicular access, new shops, new ground plus 8 storey building, new ground plus 5 storey building, works to facades of arches | 2023-04-26 |  |  | Office |  | New Build |  |  |  | 35823 |  |  | 35823 | [7 empty] | 8 | 8 |  |  |  | chapmanbdsp |  |  |  |  | Project 120 | 100% | 1
Shepherd's Bush Market | Superstructure 2.1-2.3 | 189 | Hammersmith and Fulham | W12 8DF | 2023/01903/FUL | Planning Portal | Reconfigure site for public and vehicular access, new shops, new ground plus 8 storey building, new ground plus 5 storey building, works to facades of arches | 2023-04-26 |  |  | Office |  | New Build |  |  |  | 35823 |  |  | 35823 | [7 empty] | 8 | 8 |  |  |  | chapmanbdsp |  |  |  |  | Project 120 | 100% | 1
Shepherd's Bush Market | Superstructure 2.4-2.8 | 42 | Hammersmith and Fulham | W12 8DF | 2023/01903/FUL | Planning Portal | Reconfigure site for public and vehicular access, new shops, new ground plus 8 storey building, new ground plus 5 storey building, works to facades of arches | 2023-04-26 |  |  | Office |  | New Build |  |  |  | 35823 |  |  | 35823 | [7 empty] | 8 | 8 |  |  |  | chapmanbdsp |  |  |  |  | Project 120 | 100% | 1
Solomons Passage | Substructure 1.1 | 46 | Southwark | SE15 3UH | 20/AP/3285 | Planning Portal | Block A: Erection of 7-storey building, Block B+C: Erection of 6-storey building, basement and ground floor slab retained, Block D: Erection of partly 2, partly 4-storey building. | 2020-12-07 | 2022-04-20 |  | Residential (inc. student accomodation) | No | Substructure and/or Façade Retained |  | Not listed | 9678 | 13728 | 7498 | 41.85% | 11548 | [7 empty] | 6 | 6 | 6 |  |  | Create |  |  |  |  | Project 121 | 77.47% | 2
Solomons Passage | Superstructure 2.1-2.3 | 43 | Southwark | SE15 3UH | 20/AP/3285 | Planning Portal | Block A: Erection of 7-storey building, Block B+C: Erection of 6-storey building, basement and ground floor slab retained, Block D: Erection of partly 2, partly 4-storey building. | 2020-12-07 | 2022-04-20 |  | Residential (inc. student accomodation) | No | Substructure and/or Façade Retained |  | Not listed | 9678 | 13728 | 7498 | 41.85% | 11548 | [7 empty] | 6 | 6 | 6 |  |  | Create |  |  |  |  | Project 121 | 77.47% | 2
Solomons Passage | Superstructure 2.4-2.8 | 69 | Southwark | SE15 3UH | 20/AP/3285 | Planning Portal | Block A: Erection of 7-storey building, Block B+C: Erection of 6-storey building, basement and ground floor slab retained, Block D: Erection of partly 2, partly 4-storey building. | 2020-12-07 | 2022-04-20 |  | Residential (inc. student accomodation) | No | Substructure and/or Façade Retained |  | Not listed | 9678 | 13728 | 7498 | 41.85% | 11548 | [7 empty] | 6 | 6 | 6 |  |  | Create |  |  |  |  | Project 121 | 77.47% | 2
South Kensington Underground Station | Substructure 1.1 | 221 | Kensington and Chelsea | SW7 2NB | PP/20/03216 | Planning Portal | Multiple buildings - reuse of street facing façade, retention of structure, some exisisting steel substructure elements reused. | 2020-06-11 | 2021-12-13 |  | Residential (inc. student accomodation) |  | Substructure and/or Façade Retained |  | Grade II* | 492 | 11905 | 492 | 2320% | 11905 | [12 empty] | Sweco |  |  |  |  | Project 122 | 100% | 2
South Kensington Underground Station | Superstructure 2.1-2.3 | 307 | Kensington and Chelsea | SW7 2NB | PP/20/03216 | Planning Portal | Multiple buildings - reuse of street facing façade, retention of structure, some exisisting steel substructure elements reused. | 2020-06-11 | 2021-12-13 |  | Residential (inc. student accomodation) |  | Substructure and/or Façade Retained |  | Grade II* | 492 | 11905 | 492 | 2320% | 11905 | [12 empty] | Sweco |  |  |  |  | Project 122 | 100% | 2
South Kensington Underground Station | Superstructure 2.4-2.8 | 245 | Kensington and Chelsea | SW7 2NB | PP/20/03216 | Planning Portal | Multiple buildings - reuse of street facing façade, retention of structure, some exisisting steel substructure elements reused. | 2020-06-11 | 2021-12-13 |  | Residential (inc. student accomodation) |  | Substructure and/or Façade Retained |  | Grade II* | 492 | 11905 | 492 | 2320% | 11905 | [12 empty] | Sweco |  |  |  |  | Project 122 | 100% | 2
South Molton Triangle 40-46 Brook Street | Substructure 1.1 | 27 | Westminster | W1K 5LF | 22/04610/FULL | Planning Portal | Part demolition, excavation (including beneath Davies Mews), erection of new buildings and alterations to existing buildings comprising: redevelopment of 60 Brook Street; redevelopment of 48, 50, 56 and 58 Brook Street and 16 Davies Mews behind retained Brook Street facades at; redevelopment behind retained and partially reconstructed facade at 52-54 Brook Street; refurbishment with alterations and addition of turret and gables at 40-46 Brook Street and 40 South Molton Lane; redevelopment behind retained Davies Mews and South Molton Lane elevations and front roof at 1-7 Davies Mews and 28-30 South Molton Lane; refurbishment and alterations at 50 Davies Street; refurbishment with alterations and partial demolition and redevelopment of upper floors at 52-54 Davies Street; redevelopment behind reconstructed and extended facade at 56 Davies Street (including the removal and reinstatement of certain building features), and Brookfield House (44-48 Davies Street and 62 and 64 Brook Street); part demolition of ground floor and refurbishment at 10 South Molton Street; refurbishment and alterations at 15-25, 27 and 42 South Molton Street; all to provide a development of up to 9 storeys including Class B1 (Business), Class A1 (Shops), Class A3 (Restaurant and Cafes), Class A4 (Drinking Establishment), composite use comprising public house and guest accommodation (sui generis), Class C3 (Dwellinghouses), Community Infrastructure and Facilities, and Class C1 (Hotel) uses, improvements to public realm and pedestrian routes, servicing, ancillary plant and storage, cycle parking and other associated works | 2022-07-08 | 2023-04-19 | Granted | Hotel | Yes | Retrofit |  | Grade II |  | 3140 |  |  | 3140 | No new basement | [5 empty] | 6 | 6 | 5 |  |  |  | Twin and Earth | AKT II | Hoare Lea | Hopkins Architects | One Click LCA | Project 123 |  | 5
South Molton Triangle 40-46 Brook Street | Superstructure 2.1-2.3 | 96 | Westminster | W1K 5LF | 22/04610/FULL | Planning Portal | Part demolition, excavation (including beneath Davies Mews), erection of new buildings and alterations to existing buildings comprising: redevelopment of 60 Brook Street; redevelopment of 48, 50, 56 and 58 Brook Street and 16 Davies Mews behind retained Brook Street facades at; redevelopment behind retained and partially reconstructed facade at 52-54 Brook Street; refurbishment with alterations and addition of turret and gables at 40-46 Brook Street and 40 South Molton Lane; redevelopment behind retained Davies Mews and South Molton Lane elevations and front roof at 1-7 Davies Mews and 28-30 South Molton Lane; refurbishment and alterations at 50 Davies Street; refurbishment with alterations and partial demolition and redevelopment of upper floors at 52-54 Davies Street; redevelopment behind reconstructed and extended facade at 56 Davies Street (including the removal and reinstatement of certain building features), and Brookfield House (44-48 Davies Street and 62 and 64 Brook Street); part demolition of ground floor and refurbishment at 10 South Molton Street; refurbishment and alterations at 15-25, 27 and 42 South Molton Street; all to provide a development of up to 9 storeys including Class B1 (Business), Class A1 (Shops), Class A3 (Restaurant and Cafes), Class A4 (Drinking Establishment), composite use comprising public house and guest accommodation (sui generis), Class C3 (Dwellinghouses), Community Infrastructure and Facilities, and Class C1 (Hotel) uses, improvements to public realm and pedestrian routes, servicing, ancillary plant and storage, cycle parking and other associated works | 2022-07-08 | 2023-04-19 | Granted | Hotel | Yes | Retrofit |  | Grade II |  | 3140 |  |  | 3140 | No new basement | [5 empty] | 6 | 6 | 5 |  |  |  | Twin and Earth | AKT II | Hoare Lea | Hopkins Architects | One Click LCA | Project 123 |  | 5
South Molton Triangle 40-46 Brook Street | Superstructure 2.4-2.8 | 24 | Westminster | W1K 5LF | 22/04610/FULL | Planning Portal | Part demolition, excavation (including beneath Davies Mews), erection of new buildings and alterations to existing buildings comprising: redevelopment of 60 Brook Street; redevelopment of 48, 50, 56 and 58 Brook Street and 16 Davies Mews behind retained Brook Street facades at; redevelopment behind retained and partially reconstructed facade at 52-54 Brook Street; refurbishment with alterations and addition of turret and gables at 40-46 Brook Street and 40 South Molton Lane; redevelopment behind retained Davies Mews and South Molton Lane elevations and front roof at 1-7 Davies Mews and 28-30 South Molton Lane; refurbishment and alterations at 50 Davies Street; refurbishment with alterations and partial demolition and redevelopment of upper floors at 52-54 Davies Street; redevelopment behind reconstructed and extended facade at 56 Davies Street (including the removal and reinstatement of certain building features), and Brookfield House (44-48 Davies Street and 62 and 64 Brook Street); part demolition of ground floor and refurbishment at 10 South Molton Street; refurbishment and alterations at 15-25, 27 and 42 South Molton Street; all to provide a development of up to 9 storeys including Class B1 (Business), Class A1 (Shops), Class A3 (Restaurant and Cafes), Class A4 (Drinking Establishment), composite use comprising public house and guest accommodation (sui generis), Class C3 (Dwellinghouses), Community Infrastructure and Facilities, and Class C1 (Hotel) uses, improvements to public realm and pedestrian routes, servicing, ancillary plant and storage, cycle parking and other associated works | 2022-07-08 | 2023-04-19 | Granted | Hotel | Yes | Retrofit |  | Grade II |  | 3140 |  |  | 3140 | No new basement | [5 empty] | 6 | 6 | 5 |  |  |  | Twin and Earth | AKT II | Hoare Lea | Hopkins Architects | One Click LCA | Project 123 |  | 5
South Molton Triangle North Block | Substructure 1.1 | 58 | Westminster | W1K 5LF | 22/04610/FULL | Planning Portal | Part demolition, excavation (including beneath Davies Mews), erection of new buildings and alterations to existing buildings comprising: redevelopment of 60 Brook Street; redevelopment of 48, 50, 56 and 58 Brook Street and 16 Davies Mews behind retained Brook Street facades at; redevelopment behind retained and partially reconstructed facade at 52-54 Brook Street; refurbishment with alterations and addition of turret and gables at 40-46 Brook Street and 40 South Molton Lane; redevelopment behind retained Davies Mews and South Molton Lane elevations and front roof at 1-7 Davies Mews and 28-30 South Molton Lane; refurbishment and alterations at 50 Davies Street; refurbishment with alterations and partial demolition and redevelopment of upper floors at 52-54 Davies Street; redevelopment behind reconstructed and extended facade at 56 Davies Street (including the removal and reinstatement of certain building features), and Brookfield House (44-48 Davies Street and 62 and 64 Brook Street); part demolition of ground floor and refurbishment at 10 South Molton Street; refurbishment and alterations at 15-25, 27 and 42 South Molton Street; all to provide a development of up to 9 storeys including Class B1 (Business), Class A1 (Shops), Class A3 (Restaurant and Cafes), Class A4 (Drinking Establishment), composite use comprising public house and guest accommodation (sui generis), Class C3 (Dwellinghouses), Community Infrastructure and Facilities, and Class C1 (Hotel) uses, improvements to public realm and pedestrian routes, servicing, ancillary plant and storage, cycle parking and other associated works | 2022-07-08 | 2023-04-19 | Granted | Office | No | Substructure and/or Façade Retained | 1950s | Grade II |  | 10681 |  |  | 10681 | New and retained basement | [6 empty] | 11 | 11 |  |  |  | Twin and Earth | AKT II | Hoare Lea | Hopkins Architects | One Click LCA | Project 124 |  | 2
South Molton Triangle North Block | Superstructure 2.1-2.3 | 266 | Westminster | W1K 5LF | 22/04610/FULL | Planning Portal | Part demolition, excavation (including beneath Davies Mews), erection of new buildings and alterations to existing buildings comprising: redevelopment of 60 Brook Street; redevelopment of 48, 50, 56 and 58 Brook Street and 16 Davies Mews behind retained Brook Street facades at; redevelopment behind retained and partially reconstructed facade at 52-54 Brook Street; refurbishment with alterations and addition of turret and gables at 40-46 Brook Street and 40 South Molton Lane; redevelopment behind retained Davies Mews and South Molton Lane elevations and front roof at 1-7 Davies Mews and 28-30 South Molton Lane; refurbishment and alterations at 50 Davies Street; refurbishment with alterations and partial demolition and redevelopment of upper floors at 52-54 Davies Street; redevelopment behind reconstructed and extended facade at 56 Davies Street (including the removal and reinstatement of certain building features), and Brookfield House (44-48 Davies Street and 62 and 64 Brook Street); part demolition of ground floor and refurbishment at 10 South Molton Street; refurbishment and alterations at 15-25, 27 and 42 South Molton Street; all to provide a development of up to 9 storeys including Class B1 (Business), Class A1 (Shops), Class A3 (Restaurant and Cafes), Class A4 (Drinking Establishment), composite use comprising public house and guest accommodation (sui generis), Class C3 (Dwellinghouses), Community Infrastructure and Facilities, and Class C1 (Hotel) uses, improvements to public realm and pedestrian routes, servicing, ancillary plant and storage, cycle parking and other associated works | 2022-07-08 | 2023-04-19 | Granted | Office | No | Substructure and/or Façade Retained | 1950s | Grade II |  | 10681 |  |  | 10681 | New and retained basement | [6 empty] | 11 | 11 |  |  |  | Twin and Earth | AKT II | Hoare Lea | Hopkins Architects | One Click LCA | Project 124 |  | 2
South Molton Triangle North Block | Superstructure 2.4-2.8 | 57 | Westminster | W1K 5LF | 22/04610/FULL | Planning Portal | Part demolition, excavation (including beneath Davies Mews), erection of new buildings and alterations to existing buildings comprising: redevelopment of 60 Brook Street; redevelopment of 48, 50, 56 and 58 Brook Street and 16 Davies Mews behind retained Brook Street facades at; redevelopment behind retained and partially reconstructed facade at 52-54 Brook Street; refurbishment with alterations and addition of turret and gables at 40-46 Brook Street and 40 South Molton Lane; redevelopment behind retained Davies Mews and South Molton Lane elevations and front roof at 1-7 Davies Mews and 28-30 South Molton Lane; refurbishment and alterations at 50 Davies Street; refurbishment with alterations and partial demolition and redevelopment of upper floors at 52-54 Davies Street; redevelopment behind reconstructed and extended facade at 56 Davies Street (including the removal and reinstatement of certain building features), and Brookfield House (44-48 Davies Street and 62 and 64 Brook Street); part demolition of ground floor and refurbishment at 10 South Molton Street; refurbishment and alterations at 15-25, 27 and 42 South Molton Street; all to provide a development of up to 9 storeys including Class B1 (Business), Class A1 (Shops), Class A3 (Restaurant and Cafes), Class A4 (Drinking Establishment), composite use comprising public house and guest accommodation (sui generis), Class C3 (Dwellinghouses), Community Infrastructure and Facilities, and Class C1 (Hotel) uses, improvements to public realm and pedestrian routes, servicing, ancillary plant and storage, cycle parking and other associated works | 2022-07-08 | 2023-04-19 | Granted | Office | No | Substructure and/or Façade Retained | 1950s | Grade II |  | 10681 |  |  | 10681 | New and retained basement | [6 empty] | 11 | 11 |  |  |  | Twin and Earth | AKT II | Hoare Lea | Hopkins Architects | One Click LCA | Project 124 |  | 2
South Molton Triangle Running Horse Pub | Substructure 1.1 | 41 | Westminster | W1K 5LF | 22/04610/FULL | Planning Portal | Part demolition, excavation (including beneath Davies Mews), erection of new buildings and alterations to existing buildings comprising: redevelopment of 60 Brook Street; redevelopment of 48, 50, 56 and 58 Brook Street and 16 Davies Mews behind retained Brook Street facades at; redevelopment behind retained and partially reconstructed facade at 52-54 Brook Street; refurbishment with alterations and addition of turret and gables at 40-46 Brook Street and 40 South Molton Lane; redevelopment behind retained Davies Mews and South Molton Lane elevations and front roof at 1-7 Davies Mews and 28-30 South Molton Lane; refurbishment and alterations at 50 Davies Street; refurbishment with alterations and partial demolition and redevelopment of upper floors at 52-54 Davies Street; redevelopment behind reconstructed and extended facade at 56 Davies Street (including the removal and reinstatement of certain building features), and Brookfield House (44-48 Davies Street and 62 and 64 Brook Street); part demolition of ground floor and refurbishment at 10 South Molton Street; refurbishment and alterations at 15-25, 27 and 42 South Molton Street; all to provide a development of up to 9 storeys including Class B1 (Business), Class A1 (Shops), Class A3 (Restaurant and Cafes), Class A4 (Drinking Establishment), composite use comprising public house and guest accommodation (sui generis), Class C3 (Dwellinghouses), Community Infrastructure and Facilities, and Class C1 (Hotel) uses, improvements to public realm and pedestrian routes, servicing, ancillary plant and storage, cycle parking and other associated works | 2022-07-08 | 2023-04-19 | Granted | Hotel | No | Light Refurbishment | 1840s | Grade II | 619 | 668 | 0 | 7.916% | 49 | New and retained basement | [5 empty] | 5 | 5 | 5 |  |  |  | Twin and Earth | AKT II | Hoare Lea | Hopkins Architects | One Click LCA | Project 125 | 0% | 4
South Molton Triangle Running Horse Pub | Superstructure 2.1-2.3 | 25 | Westminster | W1K 5LF | 22/04610/FULL | Planning Portal | Part demolition, excavation (including beneath Davies Mews), erection of new buildings and alterations to existing buildings comprising: redevelopment of 60 Brook Street; redevelopment of 48, 50, 56 and 58 Brook Street and 16 Davies Mews behind retained Brook Street facades at; redevelopment behind retained and partially reconstructed facade at 52-54 Brook Street; refurbishment with alterations and addition of turret and gables at 40-46 Brook Street and 40 South Molton Lane; redevelopment behind retained Davies Mews and South Molton Lane elevations and front roof at 1-7 Davies Mews and 28-30 South Molton Lane; refurbishment and alterations at 50 Davies Street; refurbishment with alterations and partial demolition and redevelopment of upper floors at 52-54 Davies Street; redevelopment behind reconstructed and extended facade at 56 Davies Street (including the removal and reinstatement of certain building features), and Brookfield House (44-48 Davies Street and 62 and 64 Brook Street); part demolition of ground floor and refurbishment at 10 South Molton Street; refurbishment and alterations at 15-25, 27 and 42 South Molton Street; all to provide a development of up to 9 storeys including Class B1 (Business), Class A1 (Shops), Class A3 (Restaurant and Cafes), Class A4 (Drinking Establishment), composite use comprising public house and guest accommodation (sui generis), Class C3 (Dwellinghouses), Community Infrastructure and Facilities, and Class C1 (Hotel) uses, improvements to public realm and pedestrian routes, servicing, ancillary plant and storage, cycle parking and other associated works | 2022-07-08 | 2023-04-19 | Granted | Hotel | No | Light Refurbishment | 1840s | Grade II | 619 | 668 | 0 | 7.916% | 49 | New and retained basement | [5 empty] | 5 | 5 | 5 |  |  |  | Twin and Earth | AKT II | Hoare Lea | Hopkins Architects | One Click LCA | Project 125 | 0% | 4
South Molton Triangle Running Horse Pub | Superstructure 2.4-2.8 | 3 | Westminster | W1K 5LF | 22/04610/FULL | Planning Portal | Part demolition, excavation (including beneath Davies Mews), erection of new buildings and alterations to existing buildings comprising: redevelopment of 60 Brook Street; redevelopment of 48, 50, 56 and 58 Brook Street and 16 Davies Mews behind retained Brook Street facades at; redevelopment behind retained and partially reconstructed facade at 52-54 Brook Street; refurbishment with alterations and addition of turret and gables at 40-46 Brook Street and 40 South Molton Lane; redevelopment behind retained Davies Mews and South Molton Lane elevations and front roof at 1-7 Davies Mews and 28-30 South Molton Lane; refurbishment and alterations at 50 Davies Street; refurbishment with alterations and partial demolition and redevelopment of upper floors at 52-54 Davies Street; redevelopment behind reconstructed and extended facade at 56 Davies Street (including the removal and reinstatement of certain building features), and Brookfield House (44-48 Davies Street and 62 and 64 Brook Street); part demolition of ground floor and refurbishment at 10 South Molton Street; refurbishment and alterations at 15-25, 27 and 42 South Molton Street; all to provide a development of up to 9 storeys including Class B1 (Business), Class A1 (Shops), Class A3 (Restaurant and Cafes), Class A4 (Drinking Establishment), composite use comprising public house and guest accommodation (sui generis), Class C3 (Dwellinghouses), Community Infrastructure and Facilities, and Class C1 (Hotel) uses, improvements to public realm and pedestrian routes, servicing, ancillary plant and storage, cycle parking and other associated works | 2022-07-08 | 2023-04-19 | Granted | Hotel | No | Light Refurbishment | 1840s | Grade II | 619 | 668 | 0 | 7.916% | 49 | New and retained basement | [5 empty] | 5 | 5 | 5 |  |  |  | Twin and Earth | AKT II | Hoare Lea | Hopkins Architects | One Click LCA | Project 125 | 0% | 4
South Molton Triangle SMS and Browns | Substructure 1.1 | 8 | Westminster | W1K 5LF | 22/04610/FULL | Planning Portal | Part demolition, excavation (including beneath Davies Mews), erection of new buildings and alterations to existing buildings comprising: redevelopment of 60 Brook Street; redevelopment of 48, 50, 56 and 58 Brook Street and 16 Davies Mews behind retained Brook Street facades at; redevelopment behind retained and partially reconstructed facade at 52-54 Brook Street; refurbishment with alterations and addition of turret and gables at 40-46 Brook Street and 40 South Molton Lane; redevelopment behind retained Davies Mews and South Molton Lane elevations and front roof at 1-7 Davies Mews and 28-30 South Molton Lane; refurbishment and alterations at 50 Davies Street; refurbishment with alterations and partial demolition and redevelopment of upper floors at 52-54 Davies Street; redevelopment behind reconstructed and extended facade at 56 Davies Street (including the removal and reinstatement of certain building features), and Brookfield House (44-48 Davies Street and 62 and 64 Brook Street); part demolition of ground floor and refurbishment at 10 South Molton Street; refurbishment and alterations at 15-25, 27 and 42 South Molton Street; all to provide a development of up to 9 storeys including Class B1 (Business), Class A1 (Shops), Class A3 (Restaurant and Cafes), Class A4 (Drinking Establishment), composite use comprising public house and guest accommodation (sui generis), Class C3 (Dwellinghouses), Community Infrastructure and Facilities, and Class C1 (Hotel) uses, improvements to public realm and pedestrian routes, servicing, ancillary plant and storage, cycle parking and other associated works | 2022-07-08 | 2023-04-19 | Granted | Commercial & Residential | Yes | Retrofit |  | Grade II |  | 4628 |  |  | 4628 | No new basement | [5 empty] | 6 | 6 | 5 |  |  |  | Twin and Earth | AKT II | Hoare Lea | Hopkins Architects | One Click LCA | Project 126 |  | 5
South Molton Triangle SMS and Browns | Superstructure 2.1-2.3 | 75 | Westminster | W1K 5LF | 22/04610/FULL | Planning Portal | Part demolition, excavation (including beneath Davies Mews), erection of new buildings and alterations to existing buildings comprising: redevelopment of 60 Brook Street; redevelopment of 48, 50, 56 and 58 Brook Street and 16 Davies Mews behind retained Brook Street facades at; redevelopment behind retained and partially reconstructed facade at 52-54 Brook Street; refurbishment with alterations and addition of turret and gables at 40-46 Brook Street and 40 South Molton Lane; redevelopment behind retained Davies Mews and South Molton Lane elevations and front roof at 1-7 Davies Mews and 28-30 South Molton Lane; refurbishment and alterations at 50 Davies Street; refurbishment with alterations and partial demolition and redevelopment of upper floors at 52-54 Davies Street; redevelopment behind reconstructed and extended facade at 56 Davies Street (including the removal and reinstatement of certain building features), and Brookfield House (44-48 Davies Street and 62 and 64 Brook Street); part demolition of ground floor and refurbishment at 10 South Molton Street; refurbishment and alterations at 15-25, 27 and 42 South Molton Street; all to provide a development of up to 9 storeys including Class B1 (Business), Class A1 (Shops), Class A3 (Restaurant and Cafes), Class A4 (Drinking Establishment), composite use comprising public house and guest accommodation (sui generis), Class C3 (Dwellinghouses), Community Infrastructure and Facilities, and Class C1 (Hotel) uses, improvements to public realm and pedestrian routes, servicing, ancillary plant and storage, cycle parking and other associated works | 2022-07-08 | 2023-04-19 | Granted | Commercial & Residential | Yes | Retrofit |  | Grade II |  | 4628 |  |  | 4628 | No new basement | [5 empty] | 6 | 6 | 5 |  |  |  | Twin and Earth | AKT II | Hoare Lea | Hopkins Architects | One Click LCA | Project 126 |  | 5
South Molton Triangle SMS and Browns | Superstructure 2.4-2.8 | 42 | Westminster | W1K 5LF | 22/04610/FULL | Planning Portal | Part demolition, excavation (including beneath Davies Mews), erection of new buildings and alterations to existing buildings comprising: redevelopment of 60 Brook Street; redevelopment of 48, 50, 56 and 58 Brook Street and 16 Davies Mews behind retained Brook Street facades at; redevelopment behind retained and partially reconstructed facade at 52-54 Brook Street; refurbishment with alterations and addition of turret and gables at 40-46 Brook Street and 40 South Molton Lane; redevelopment behind retained Davies Mews and South Molton Lane elevations and front roof at 1-7 Davies Mews and 28-30 South Molton Lane; refurbishment and alterations at 50 Davies Street; refurbishment with alterations and partial demolition and redevelopment of upper floors at 52-54 Davies Street; redevelopment behind reconstructed and extended facade at 56 Davies Street (including the removal and reinstatement of certain building features), and Brookfield House (44-48 Davies Street and 62 and 64 Brook Street); part demolition of ground floor and refurbishment at 10 South Molton Street; refurbishment and alterations at 15-25, 27 and 42 South Molton Street; all to provide a development of up to 9 storeys including Class B1 (Business), Class A1 (Shops), Class A3 (Restaurant and Cafes), Class A4 (Drinking Establishment), composite use comprising public house and guest accommodation (sui generis), Class C3 (Dwellinghouses), Community Infrastructure and Facilities, and Class C1 (Hotel) uses, improvements to public realm and pedestrian routes, servicing, ancillary plant and storage, cycle parking and other associated works | 2022-07-08 | 2023-04-19 | Granted | Commercial & Residential | Yes | Retrofit |  | Grade II |  | 4628 |  |  | 4628 | No new basement | [5 empty] | 6 | 6 | 5 |  |  |  | Twin and Earth | AKT II | Hoare Lea | Hopkins Architects | One Click LCA | Project 126 |  | 5
South Molton Triangle South Block | Substructure 1.1 | 78 | Westminster | W1K 5LF | 22/04610/FULL | Planning Portal | Part demolition, excavation (including beneath Davies Mews), erection of new buildings and alterations to existing buildings comprising: redevelopment of 60 Brook Street; redevelopment of 48, 50, 56 and 58 Brook Street and 16 Davies Mews behind retained Brook Street facades at; redevelopment behind retained and partially reconstructed facade at 52-54 Brook Street; refurbishment with alterations and addition of turret and gables at 40-46 Brook Street and 40 South Molton Lane; redevelopment behind retained Davies Mews and South Molton Lane elevations and front roof at 1-7 Davies Mews and 28-30 South Molton Lane; refurbishment and alterations at 50 Davies Street; refurbishment with alterations and partial demolition and redevelopment of upper floors at 52-54 Davies Street; redevelopment behind reconstructed and extended facade at 56 Davies Street (including the removal and reinstatement of certain building features), and Brookfield House (44-48 Davies Street and 62 and 64 Brook Street); part demolition of ground floor and refurbishment at 10 South Molton Street; refurbishment and alterations at 15-25, 27 and 42 South Molton Street; all to provide a development of up to 9 storeys including Class B1 (Business), Class A1 (Shops), Class A3 (Restaurant and Cafes), Class A4 (Drinking Establishment), composite use comprising public house and guest accommodation (sui generis), Class C3 (Dwellinghouses), Community Infrastructure and Facilities, and Class C1 (Hotel) uses, improvements to public realm and pedestrian routes, servicing, ancillary plant and storage, cycle parking and other associated works | 2022-07-08 | 2023-04-19 | Granted | Office | No | Substructure and/or Façade Retained | 1920s | Not listed |  | 13259 |  |  | 13259 | New and retained basement | [6 empty] | 11 | 11 |  |  |  | Twin and Earth | AKT II | Hoare Lea | Hopkins Architects | One Click LCA | Project 127 |  | 2
South Molton Triangle South Block | Superstructure 2.1-2.3 | 188 | Westminster | W1K 5LF | 22/04610/FULL | Planning Portal | Part demolition, excavation (including beneath Davies Mews), erection of new buildings and alterations to existing buildings comprising: redevelopment of 60 Brook Street; redevelopment of 48, 50, 56 and 58 Brook Street and 16 Davies Mews behind retained Brook Street facades at; redevelopment behind retained and partially reconstructed facade at 52-54 Brook Street; refurbishment with alterations and addition of turret and gables at 40-46 Brook Street and 40 South Molton Lane; redevelopment behind retained Davies Mews and South Molton Lane elevations and front roof at 1-7 Davies Mews and 28-30 South Molton Lane; refurbishment and alterations at 50 Davies Street; refurbishment with alterations and partial demolition and redevelopment of upper floors at 52-54 Davies Street; redevelopment behind reconstructed and extended facade at 56 Davies Street (including the removal and reinstatement of certain building features), and Brookfield House (44-48 Davies Street and 62 and 64 Brook Street); part demolition of ground floor and refurbishment at 10 South Molton Street; refurbishment and alterations at 15-25, 27 and 42 South Molton Street; all to provide a development of up to 9 storeys including Class B1 (Business), Class A1 (Shops), Class A3 (Restaurant and Cafes), Class A4 (Drinking Establishment), composite use comprising public house and guest accommodation (sui generis), Class C3 (Dwellinghouses), Community Infrastructure and Facilities, and Class C1 (Hotel) uses, improvements to public realm and pedestrian routes, servicing, ancillary plant and storage, cycle parking and other associated works | 2022-07-08 | 2023-04-19 | Granted | Office | No | Substructure and/or Façade Retained | 1920s | Not listed |  | 13259 |  |  | 13259 | New and retained basement | [6 empty] | 11 | 11 |  |  |  | Twin and Earth | AKT II | Hoare Lea | Hopkins Architects | One Click LCA | Project 127 |  | 2
South Molton Triangle South Block | Superstructure 2.4-2.8 | 50 | Westminster | W1K 5LF | 22/04610/FULL | Planning Portal | Part demolition, excavation (including beneath Davies Mews), erection of new buildings and alterations to existing buildings comprising: redevelopment of 60 Brook Street; redevelopment of 48, 50, 56 and 58 Brook Street and 16 Davies Mews behind retained Brook Street facades at; redevelopment behind retained and partially reconstructed facade at 52-54 Brook Street; refurbishment with alterations and addition of turret and gables at 40-46 Brook Street and 40 South Molton Lane; redevelopment behind retained Davies Mews and South Molton Lane elevations and front roof at 1-7 Davies Mews and 28-30 South Molton Lane; refurbishment and alterations at 50 Davies Street; refurbishment with alterations and partial demolition and redevelopment of upper floors at 52-54 Davies Street; redevelopment behind reconstructed and extended facade at 56 Davies Street (including the removal and reinstatement of certain building features), and Brookfield House (44-48 Davies Street and 62 and 64 Brook Street); part demolition of ground floor and refurbishment at 10 South Molton Street; refurbishment and alterations at 15-25, 27 and 42 South Molton Street; all to provide a development of up to 9 storeys including Class B1 (Business), Class A1 (Shops), Class A3 (Restaurant and Cafes), Class A4 (Drinking Establishment), composite use comprising public house and guest accommodation (sui generis), Class C3 (Dwellinghouses), Community Infrastructure and Facilities, and Class C1 (Hotel) uses, improvements to public realm and pedestrian routes, servicing, ancillary plant and storage, cycle parking and other associated works | 2022-07-08 | 2023-04-19 | Granted | Office | No | Substructure and/or Façade Retained | 1920s | Not listed |  | 13259 |  |  | 13259 | New and retained basement | [6 empty] | 11 | 11 |  |  |  | Twin and Earth | AKT II | Hoare Lea | Hopkins Architects | One Click LCA | Project 127 |  | 2
Thavies Inn House - 3 - 4 Holborn Circus | Substructure 1.1 | 126 | City of London | EC1N 2HA | 21/00885/FULMAJ | Planning Portal |  | 2021-10-14 | 2022-12-02 |  | Office & Retail |  | New Build |  |  |  | 12102 |  |  | 12102 | [7 empty] | 10 | 1 |  |  |  | Sweco |  |  |  |  | Project 130 | 100% | 1
Thavies Inn House - 3 - 4 Holborn Circus | Superstructure 2.1-2.3 | 217 | City of London | EC1N 2HA | 21/00885/FULMAJ | Planning Portal |  | 2021-10-14 | 2022-12-02 |  | Office & Retail |  | New Build |  |  |  | 12102 |  |  | 12102 | [7 empty] | 10 | 1 |  |  |  | Sweco |  |  |  |  | Project 130 | 100% | 1
Thavies Inn House - 3 - 4 Holborn Circus | Superstructure 2.4-2.8 | 118 | City of London | EC1N 2HA | 21/00885/FULMAJ | Planning Portal |  | 2021-10-14 | 2022-12-02 |  | Office & Retail |  | New Build |  |  |  | 12102 |  |  | 12102 | [7 empty] | 10 | 1 |  |  |  | Sweco |  |  |  |  | Project 130 | 100% | 1
The London Television Centre | Substructure 1.1 | 98 | Lambeth | SE1 9LT | 21/02668/EIAFUL | Planning Portal | 14-storey tower connected by 6-storey podium, ground-level public realm | 2021-07-05 |  |  | Office |  | New Build |  |  |  | 93226 |  |  | 93226 | [7 empty] | 14 | 14 |  |  |  | Arup |  |  |  |  | Project 131 | 100% | 1
The London Television Centre | Superstructure 2.1-2.3 | 432 | Lambeth | SE1 9LT | 21/02668/EIAFUL | Planning Portal | 14-storey tower connected by 6-storey podium, ground-level public realm | 2021-07-05 |  |  | Office |  | New Build |  |  |  | 93226 |  |  | 93226 | [7 empty] | 14 | 14 |  |  |  | Arup |  |  |  |  | Project 131 | 100% | 1
The London Television Centre | Superstructure 2.4-2.8 | 89 | Lambeth | SE1 9LT | 21/02668/EIAFUL | Planning Portal | 14-storey tower connected by 6-storey podium, ground-level public realm | 2021-07-05 |  |  | Office |  | New Build |  |  |  | 93226 |  |  | 93226 | [7 empty] | 14 | 14 |  |  |  | Arup |  |  |  |  | Project 131 | 100% | 1
Victoria House | Substructure 1.1 | 89 | Greenwich | SE18 4LH | 23/2747/F | Planning Portal | Partial demolition of the existing building and addition of rear, third floor of accommodation, and basement Refurbishments with retention of the existing front façade, gable ends and part of the rear façade for a change of use from Sui Generis to provide a care home (Use Class C2), with parking, access, landscaping and other associated works Description for consultation purposes: Retention of the existing front façade and gable ends and partial demolition and three-storey Refurbishment of the rear façade of Victoria House (Locally Listed building), which will be partially over Metropolitan Open Land (MOL), in order to provide a 72 bedroom 3,900 sqm (GIA) Care Home with residential care for the elderly (Use Class C2), which is a change of use from Sui Generis, including associated basement Refurbishment, access, parking, lighting, landscaping and tree removal and planting around the site (This is a Departure from the Development Plan). (This development is within the Woolwich Common Conservation Area and may impact on the setting of the Grade II Listed Royal Herbert Military Hospital). | 2023-10-13 |  | Pending | Residential (inc. student accomodation) | Yes | Substructure and/or Façade Retained | 1900s | Local | 1604 | 3900 | 1604 | 143.1% | 3900 | New | [5 empty] | 3 | 4 | 3 | 1 |  |  | Hodkinson |  |  | Harris Irwin Associates | One Click LCA | Project 136 | 100% | 2
Victoria House | Superstructure 2.1-2.3 | 121 | Greenwich | SE18 4LH | 23/2747/F | Planning Portal | Partial demolition of the existing building and addition of rear, third floor of accommodation, and basement Refurbishments with retention of the existing front façade, gable ends and part of the rear façade for a change of use from Sui Generis to provide a care home (Use Class C2), with parking, access, landscaping and other associated works Description for consultation purposes: Retention of the existing front façade and gable ends and partial demolition and three-storey Refurbishment of the rear façade of Victoria House (Locally Listed building), which will be partially over Metropolitan Open Land (MOL), in order to provide a 72 bedroom 3,900 sqm (GIA) Care Home with residential care for the elderly (Use Class C2), which is a change of use from Sui Generis, including associated basement Refurbishment, access, parking, lighting, landscaping and tree removal and planting around the site (This is a Departure from the Development Plan). (This development is within the Woolwich Common Conservation Area and may impact on the setting of the Grade II Listed Royal Herbert Military Hospital). | 2023-10-13 |  | Pending | Residential (inc. student accomodation) | Yes | Substructure and/or Façade Retained | 1900s | Local | 1604 | 3900 | 1604 | 143.1% | 3900 | New | [5 empty] | 3 | 4 | 3 | 1 |  |  | Hodkinson |  |  | Harris Irwin Associates | One Click LCA | Project 136 | 100% | 2
Victoria House | Superstructure 2.4-2.8 | 219 | Greenwich | SE18 4LH | 23/2747/F | Planning Portal | Partial demolition of the existing building and addition of rear, third floor of accommodation, and basement Refurbishments with retention of the existing front façade, gable ends and part of the rear façade for a change of use from Sui Generis to provide a care home (Use Class C2), with parking, access, landscaping and other associated works Description for consultation purposes: Retention of the existing front façade and gable ends and partial demolition and three-storey Refurbishment of the rear façade of Victoria House (Locally Listed building), which will be partially over Metropolitan Open Land (MOL), in order to provide a 72 bedroom 3,900 sqm (GIA) Care Home with residential care for the elderly (Use Class C2), which is a change of use from Sui Generis, including associated basement Refurbishment, access, parking, lighting, landscaping and tree removal and planting around the site (This is a Departure from the Development Plan). (This development is within the Woolwich Common Conservation Area and may impact on the setting of the Grade II Listed Royal Herbert Military Hospital). | 2023-10-13 |  | Pending | Residential (inc. student accomodation) | Yes | Substructure and/or Façade Retained | 1900s | Local | 1604 | 3900 | 1604 | 143.1% | 3900 | New | [5 empty] | 3 | 4 | 3 | 1 |  |  | Hodkinson |  |  | Harris Irwin Associates | One Click LCA | Project 136 | 100% | 2
Vine Lane | Substructure 1.1 | 248 | Camden | WC1V 6PB | 2023/2510/P | Planning Portal |  | 2023-06-27 |  |  | Commercial & Residential |  | New Build |  |  | 0 | 2449 | 0 |  | 2449 | [7 empty] | 5 | 5 |  |  |  | Scotch Partners |  |  |  |  | Project 137 | 100% | 1
Vine Lane | Superstructure 2.1-2.3 | 267 | Camden | WC1V 6PB | 2023/2510/P | Planning Portal |  | 2023-06-27 |  |  | Commercial & Residential |  | New Build |  |  | 0 | 2449 | 0 |  | 2449 | [7 empty] | 5 | 5 |  |  |  | Scotch Partners |  |  |  |  | Project 137 | 100% | 1
Vine Lane | Superstructure 2.4-2.8 | 119 | Camden | WC1V 6PB | 2023/2510/P | Planning Portal |  | 2023-06-27 |  |  | Commercial & Residential |  | New Build |  |  | 0 | 2449 | 0 |  | 2449 | [7 empty] | 5 | 5 |  |  |  | Scotch Partners |  |  |  |  | Project 137 | 100% | 1
Warnford Court | Substructure 1.1 | 89 | City of London | EC2N 2AT | 23/00145/FULMAJ | Planning Portal | Demolition of the fourth and fifth floors, and construction of a part four-part five storey Refurbishment to create a seven storey building for office (Class E) use; creation of roof top plant and terrace space; alterations to the facades and creation of new entrances, provision of cycle parking and end of journey facilities and creation of external amenity terraces. ¦ Warnford Court 29 Throgmorton Street London EC2N 2AT | 2023-02-07 |  | Pending | Office | No | Heavy Refurbishment | 1880s | Not listed | 6795 | 9108 | 1881 | 34.04% | 4194 | New and retained basement | Masonry and steel | Reinforced Concrete | RC Cores / shear walls | RC Cores / shear walls | Capacity enhancement | 5 | 5 | 7 | 5 |  | None required | Arup | Heyne Tillet Steel | Arup | Carmody Groarke | One Click LCA | Project 138 | 27.68% | 3
Warnford Court | Superstructure 2.1-2.3 | 222 | City of London | EC2N 2AT | 23/00145/FULMAJ | Planning Portal | Demolition of the fourth and fifth floors, and construction of a part four-part five storey Refurbishment to create a seven storey building for office (Class E) use; creation of roof top plant and terrace space; alterations to the facades and creation of new entrances, provision of cycle parking and end of journey facilities and creation of external amenity terraces. ¦ Warnford Court 29 Throgmorton Street London EC2N 2AT | 2023-02-07 |  | Pending | Office | No | Heavy Refurbishment | 1880s | Not listed | 6795 | 9108 | 1881 | 34.04% | 4194 | New and retained basement | Masonry and steel | Reinforced Concrete | RC Cores / shear walls | RC Cores / shear walls | Capacity enhancement | 5 | 5 | 7 | 5 |  | None required | Arup | Heyne Tillet Steel | Arup | Carmody Groarke | One Click LCA | Project 138 | 27.68% | 3
Warnford Court | Superstructure 2.4-2.8 | 104 | City of London | EC2N 2AT | 23/00145/FULMAJ | Planning Portal | Demolition of the fourth and fifth floors, and construction of a part four-part five storey Refurbishment to create a seven storey building for office (Class E) use; creation of roof top plant and terrace space; alterations to the facades and creation of new entrances, provision of cycle parking and end of journey facilities and creation of external amenity terraces. ¦ Warnford Court 29 Throgmorton Street London EC2N 2AT | 2023-02-07 |  | Pending | Office | No | Heavy Refurbishment | 1880s | Not listed | 6795 | 9108 | 1881 | 34.04% | 4194 | New and retained basement | Masonry and steel | Reinforced Concrete | RC Cores / shear walls | RC Cores / shear walls | Capacity enhancement | 5 | 5 | 7 | 5 |  | None required | Arup | Heyne Tillet Steel | Arup | Carmody Groarke | One Click LCA | Project 138 | 27.68% | 3
Waterloo Hub Hotel development - 54 Kennington Road | Substructure 1.1 | 100 | Lambeth | SE1 7BJ | 21/02475/FUL | Planning Portal | Partial demolition of existing hotel, six and seven storey rear Refurbishments, and single storey roof Refurbishment to existing building and new 13 storey tower | 2021-06-21 | 2022-10-28 |  | Hotel | No | Heavy Refurbishment |  | Not listed | 5192 | 14125 |  | 172.1% | 8933 | [7 empty] | 13 | 13 | 1 | 13 |  | Elementa |  |  |  |  | Project 139 | 0% | 3
Waterloo Hub Hotel development - 54 Kennington Road | Superstructure 2.1-2.3 | 72 | Lambeth | SE1 7BJ | 21/02475/FUL | Planning Portal | Partial demolition of existing hotel, six and seven storey rear Refurbishments, and single storey roof Refurbishment to existing building and new 13 storey tower | 2021-06-21 | 2022-10-28 |  | Hotel | No | Heavy Refurbishment |  | Not listed | 5192 | 14125 |  | 172.1% | 8933 | [7 empty] | 13 | 13 | 1 | 13 |  | Elementa |  |  |  |  | Project 139 | 0% | 3
Waterloo Hub Hotel development - 54 Kennington Road | Superstructure 2.4-2.8 | 43 | Lambeth | SE1 7BJ | 21/02475/FUL | Planning Portal | Partial demolition of existing hotel, six and seven storey rear Refurbishments, and single storey roof Refurbishment to existing building and new 13 storey tower | 2021-06-21 | 2022-10-28 |  | Hotel | No | Heavy Refurbishment |  | Not listed | 5192 | 14125 |  | 172.1% | 8933 | [7 empty] | 13 | 13 | 1 | 13 |  | Elementa |  |  |  |  | Project 139 | 0% | 3
Formulas:
Submission date = IF(VLOOKUP(Table2[[#This Row],[Site name]],Table3[],7)=0,"",VLOOKUP(Table2[[#This Row],[Site name]],Table3[],7))
Decision date = IF(VLOOKUP(Table2[[#This Row],[Site name]],Table3[],8)=0,"",VLOOKUP(Table2[[#This Row],[Site name]],Table3[],8))
Note on D1: [Threaded comment] Your version of Excel allows you to read this threaded comment; however, any edits to it will get removed if the file is opened in a newer version of Excel. Learn more: https://go.microsoft.com/fwlink/?linkid=870924 Comment: @Patrick Sullivan please confirm if this is A1-A5 or A-C Reply: A1-A5

## Sub + Frame Data Summed
Site name | A1-A5 emissions for sub + frame | Sub + frame A1-A5 per new build GIA | Sub + frame A1-A5 per total GIA | Borough | Postcode | Planning reference number | Data source | Description | Submission date | Decision date | Final decision | Building typology | Change of use | Classification | Existing building construction date | Listed status | GIA existing | GIA new | GIA demolished | GIA % increase | GIA added new | Basement retention | Existing structural frame | New structural frame | Existing stability system | New stability system | Loading treatment | Existing storeys | New storeys | Above ground stories | Added stories (V) | Added stories (H) | Fire intervention | LCA author / Sustainability consultant | Structural engineer | MEP Engineer | Architect | LCA Software | Project Ref | %demolished | Class Ref
1 Appold Street | 10425669 | 292.897 | 201 | City of London | EC2M 2QT | 22/01200/FULMAJ | Planning Portal | Partial demolition of existing building. Retention and Refurbishment of existing structure - provide 14-storey. Retention of existing gym and swimming pool at basement level | 2022-12-12 |  | Pending | Office | Yes | Heavy Refurbishment | 1980s | Not listed | 28992 | 51869 | 12718 | 78.91% | 35595 | No new basement | Steel | Steel |  |  |  | 10 | 16 | 14 | 6 |  |  | Hilson Moran | AKT II | MTT | Piercy & Company | One Click LCA | Project 1 | 43.87% | 3
1 Exchange Square London | 8460965 | 877.6024 | 143.6423 | City of London | EC2A 2JN | 21/00930/FULMAJ | Planning Portal | art demolition of the site for the refurbishment and Refurbishment to the existing facade facing onto Exchange square and upper levels; External alterations and improvements to facades facing onto Bishopsgate and at ground floor including new main entrance and new retail frontages; public realm improvements fronting Bishopsgate including new steps, seating and accessibility improvements; Increased height and widening of Exchange Arcade; creation of a new outdoor retail pavilion terrace to level 1; creation of west Refurbishment terraces; creation of wing Refurbishment terraces; provision of external terraces for occupants at levels 4, 8, 9, 10, 11, 12 and roof terrace on level 13; provision of cycle storage and other works incidental to the development (9,920 sq.m). | 2021-10-27 | 2023-06-14 | Granted | Office & Retail | No | Heavy Refurbishment | 1990s | Not listed | 49262 | 58903 | 0 | 19.57% | 9641 | No new basement | [5 empty] | 15 | 15 | 14 |  |  |  | Sweco | Heyne Tillet Steel | Sweco | Fletcher Priest Architects | One Click LCA | Project 2 | 0% | 3
1 Museum Street | 10315829 | 416.1119 | 416.1119 | Camden | WC1A 1JR | 2023/2510/P | Planning Portal | Redevelopment of Selkirk House, 166 High Holborn and 1 Museum Street following the substantial demolition of the existing NCP car park and former Travelodge Hotel to provide a mixed-use scheme, providing office, residential, and town centre uses at ground floor level. Works of part-demolition and refurbishment to 10-12 Museum Street, 35-41 New Oxford Street, and 16A-18 West Central Street to provide further town centre ground floor uses and residential floorspace, including affordable housing provision. Provision of new public realm including a new pedestrian route through the site to link West Central Street with High Holborn. Relocation of cycle hire docking stations on High Holborn. | 2023-06-27 |  | Pending | Office & Retail | Yes | New Build | 1960s | Not listed | 18841 | 24791 | 18841 | 31.58% | 24791 | New and retained basement | Reinforced Concrete | Reinforced Concrete |  |  |  | 17 | 19 | 17 | 2 |  |  | Scotch Partners | Heyne Tillet Steel | Scotch Partners | DSDHA | One Click LCA | Project 4 | 100% | 1
1 Southwark Bridge Road | 2913896 | 1068.5354 | 136.3992 | Southwark | EC4R 1QS | 21/AP/0599 | Planning Portal | Exising building enhanced and re-clad. Façade and roof coverings replaced, additional storey at roof level, infill Refurbishments | 2021-02-22 | 2022-07-13 | Granted | Office | No | Light Refurbishment | 1980s | Not listed | 18636 | 21363 | 0 | 14.63% | 2727 | No new basement | Reinforced Concrete |  |  |  |  | 7 | 8 | 8 | 1 |  |  | Hurley Palmer Flatt | Webb Yates | Hurley Palmer Flatt | BDG architecture + design | One Click LCA | Project 5 | 0% | 4
100 And 108 Fetter Lane | 6281186 | 463.4536 | 463.4536 | City of London | EC4A 1ES | 21/00534/FULMAJ | Planning Portal | Demolition of 100 Fetter Lane and construction of a new building for office use (Class E) and a flexible commercial unit (Class E(a)(b)(c)(d)), comprising a basement level, ground, mezzanine and 12 upper storeys plus roof plant level, creation of a new pedestrian route and pocket square at ground level, ancillary cycle parking, servicing, plant and enabling works. | 2021-06-18 | 2021-09-29 | Granted | Office | No | New Build | 1950s | Not listed | 6392 | 13553 | 6392 | 112% | 13553 | New | Steel | Reinforced Concrete |  |  |  | 9 | 14 | 13 | 5 |  |  | Waterman Group | Waterman Group | Waterman Group | Fletcher Priest Architects | One Click LCA | Project 8 | 100% | 1
100 Grays Inn Road | 2050780 | 160.8833 | 160.8833 | Camden | WC1X 8AL | 2022/4259/P | Planning Portal | Demolition of 100 Gray’s Inn Road and 127 Clerkenwell Road and the erection of a mixed-use office led (Class E) development comprising a basement, ground plus eight storey building for flexible retail / restaurant / office uses at ground floor and basement (Class E), basement excavation, provision of roof terraces, external plant equipment and enclosures, servicing bay, waste storage, cycle parking, public realm works; partial demolition and Refurbishment of 88 Gray’s Inn Road for use of the upper floors for housing (Class C3) and ground floor as offices (Class E) with associated external alterations and associated works. | 2022-10-11 |  | Pending | Office & Retail | Yes | Substructure and/or Façade Retained | 1960s | Not listed | 7893 | 12747 | 7893 | 61.5% | 12747 | No new basement | Reinforced Concrete | Timber |  |  |  | 9 | 12 | 11 | 3 |  |  | Max Fordham | Heyne Tillet Steel | Max Fordham | Piercy & Company | One Click LCA | Project 9 | 100% | 2
100 New Bridge Street | 2500000 | 830.8408 | 106.8696 | City of London | EC4V 6JJ | 22/00748/FULMAJ | Planning Portal | Maximum retention + Refurbishment, 85% of RC walls and other structural components retained, 90% of floor and metal deck retained. | 2022-08-11 | 2023-06-29 | Granted | Office & Retail | No | Light Refurbishment | 1990s | Not listed | 20384 | 23393 |  | 14.76% | 3009 |  | Steel |  |  |  |  | 11 | 12 | 11 | 1 |  |  | Long and Partners | Waterman Group | Long and Partners | Gensler | Sturgis Carbon Calculator | Project 10 | 0% | 4
101 Whitechapel High Street | 25705818 | 674.7111 | 630.4772 | Tower Hamlets | E1 7RA | PA/20/02726/R | Planning Portal | Demolition of 101 Whitechapel High Street, 2 ? 6 Commercial Street and the western annex of the Canon Barnett Primary School; partial demolition and partial retention of 102 - 105 Whitechapel High Street (with internal alterations); and redevelopment to provide a building ranging from ground plus 4-14 storeys, comprising office and retail (Class E); relocation and expansion of the existing school playground; associated cycle parking, hard and soft landscaping another associated works. | 2021-01-12 | 2022-02-22 | Not granted | Office | Yes | Heavy Refurbishment | 1900s | Not listed | 7366 | 40772 | 4693 | 453.5% | 38099 | New | [5 empty] | 5 | 18 | 15 | 13 |  |  | Buro Happold | Buro Happold | Buro Happold | Foster + Partners | One Click LCA | Project 11 | 63.71% | 3
115 - 123 Houndsditch | 15488283 | 231.5797 | 231.5797 | City of London | EC3A 7BR | 21/00622/FULEIA | Planning Portal | Demolition of existing buildings and construction of a new building comprising four basement levels (plus one basement mezzanine), ground floor plus 23 upper storeys, including office use (Class E), flexible retail / cafe use (Class E); community space (Sui Generis), ancillary basement cycle parking, servicing and plant; new public realm and highway works; and other works associated with the development. ¦ 115 - 123 Houndsditch London EC3A 7BU | 2021-07-19 | 2022-02-01 | Granted | Office & Retail | No | New Build | 1980s | Not listed | 14326 | 66881 | 14326 | 366.9% | 66881 | New | [5 empty] | 7 | 28 | 24 | 22 |  |  | Atelier Ten | AKT II | Norman, Disney & Young | Allford Hall Monaghan Morris | One Click LCA | Project 12 | 100% | 1
120 Fleet Street | 34454636 | 494.5097 | 465.1935 | City of London | EC4A 2BE | 21/00538/FULEIA | Planning Portal | Demolition of existing River Court building, part demolition of basement and foundations, erection of new building with 2 basement levels and ground floor plus 20-storeys. Change of use of Daily Express Building alterations/refurbishment to listed building. | 2021-10-26 | 2021-10-26 |  | Office | Yes | Heavy Refurbishment | 1930s | Grade II* | 58818 | 74065.1667 | 54427.1667 | 25.92% | 69674.3333 | New and retained basement | Reinforced Concrete | Steel |  |  | Minimal intervention | 7 | 23 | 21 | 1 | 21 |  | chapmanbdsp | AKT II | chapmanbdsp | Bjarke Ingels Group | One Click LCA | Project 13 | 92.53% | 3
14-21 Holborn Viaduct | 16480395 | 867.2066 | 458.451 | City of London | EC1A 2DE | 21/00755/FULMAJ | Planning Portal | Demolition of existing buildings at 14-21 Holborn Viaduct, 34-35 and 32-33A Farringdon Street, and construction of a new building arranged over 2 basement levels, ground and 10 upper floors to Holborn Viaduct and 12 upper floors to Farringdon Street to provide a new Commercial, Business and Service (Class E) building; new publicly accessible lift to provide step-free access between Holborn Viaduct and Farringdon Street; hard and soft landscaping works and other works incidental to the development. | 2021-09-03 | 2022-02-07 | Granted | Office & Retail | No | Substructure and/or Façade Retained | 1920s | Not listed | 16944 | 35948 |  | 112.2% | 19004 | [6 empty] | 11 | 15 | 13 | 4 |  |  | Hilson Moran | Heyne Tillet Steel | Hilson Moran | PLP Architecture | eTool LCD | Project 14 | 0% | 2
1-5 Lower Marsh | 932709 | 622.2208 | 148.1902 | Lambeth | SE1 7NT | 23/00357/FUL | Planning Portal | 2 storeys added supported by existing structure's 4th floor slab, small area of 5th floor slab demolished and replaced, small ground floor Refurbishment, façade alterations | 2023-02-02 |  | Pending | Office | No | Heavy Refurbishment | 1990s | Not listed | 4927 | 6294 | 132 | 27.75% | 1499 | No new basement | Reinforced Concrete |  | RC Cores / shear walls |  |  | 6 | 8 | 7 | 2 |  |  | Sweco | Davis Maguire | Sweco | Fathom | One Click LCA | Project 15 | 2.679% | 3
15 Minories, 57-60 & 62 Aldgate High Street And 1 Little Somerset Street | 14826582 | 454.6218 | 454.6218 | City of London | EC3N 1BJ | 16/00406/FULMAJ | Planning Portal | Demolition of existing buildings and erection of a mixed use building with 3 basement levels | 2016-04-15 |  | Pending | Office | No | New Build | 1970s | Not listed | 20231 | 32613 | 20231 | 61.2% | 32613 | New | [6 empty] | 14 | 13 |  |  |  | Hoare Lea | WSP | Hoare Lea | ACME | One Click LCA | Project 16 | 100% | 1
15-17 Eldon Street | 540729 | 197.4905 | 91.8046 | City of London | EC2M 7LD | 21/00282/FULMAJ | Planning Portal | Demolition of 5th floor level and Eldon Street facade. Refurbishment and refurbishment of the existing Class E use building to provide a replacement 5th floor level, additional 6th, 7th and 8th floor levels and new facade to Eldon Street. I | 2021-04-09 | 2023-02-14 | Granted | Office | No | Heavy Refurbishment | 1980s | Not listed | 4161 | 5890 | 1009 | 41.55% | 2738 | No new basement | Reinforced Concrete | Steel | RC Cores / shear walls | RC Cores / shear walls | Load balancing at all levels | 7 | 11 | 9 | 4 |  |  | Verte | Frankham Consultancy Group | Butler and Young Associates | Gort Scott |  | Project 17 | 24.25% | 3
166 High Holborn | 181742 | 368.645 | 368.645 | Camden | WC1V 6PB | 2023/2510/P | Planning Portal | Redevelopment of Selkirk House, 166 High Holborn and 1 Museum Street following the substantial demolition of the existing NCP car park and former Travelodge Hotel to provide a mixed-use scheme, providing office, residential, and town centre uses at ground floor level. Works of part-demolition and refurbishment to 10-12 Museum Street, 35-41 New Oxford Street, and 16A-18 West Central Street to provide further town centre ground floor uses and residential floorspace, including affordable housing provision. Provision of new public realm including a new pedestrian route through the site to link West Central Street with High Holborn. Relocation of cycle hire docking stations on High Holborn. | 2023-06-27 |  | Pending | Commercial & Residential |  | New Build |  |  | 0 | 493 | 0 |  | 493 | [7 empty] | 6 | 6 |  |  |  | Scotch Partners | Arup |  |  |  | Project 18 | 100% | 1
16A-18 West Central Street | 729377 | 323.7359 | 224.631 | Camden | WC1A 1JJ | 2023/2510/P | Planning Portal | Demolition of the existing building to leave just the basement walls and slab (existing retaining walls to be temporary propped prior to demolishing the ground floor); and Provide a new build concrete framed residential block with commercial at ground floor and plant space within the existing basement. | 2023-06-27 |  | Pending | Residential (inc. student accomodation) | Yes | Substructure and/or Façade Retained | 1900s | Not listed | 2712 | 3247 | 1718 | 19.73% | 2253 | No new basement | Brickwork and timber | Reinforced Concrete | None |  |  | 3 | 6 | 6 | 3 |  |  | Scotch Partners | Heyne Tillet Steel | Scotch Partners | DSDHA |  | Project 19 | 63.35% | 2
175 Bishopsgate/Exchange Square | 8460965 | 899.8155 | 143.6423 | City of London | EC2M 3WA | 21/00930/FULMAJ | Planning Portal | Part demolition, Refurbishment to existing façade facing onto square and upper levels. Increase height and widen Arcade. Creation of Refurbishment terraces | 2022-04-04 | 2023-06-14 | Granted | Office & Retail | No | Light Refurbishment | 1980s | Not listed | 55000 | 58903 | 5500 | 7.096% | 9403 | No new basement | Reinforced Concrete | Steel |  |  | Minimal intervention | 12 | 12 | 12 |  |  |  | Sweco |  |  | Fletcher Priest Architects |  | Project 20 | 10% | 4
18 Blackfriars Road - Office Building | 50202389 | 431.3624 | 431.3624 | Southwark | SE1 9JU | 23/AP/1854 | Planning Portal | 45-storey building above podium. Improvements to existing public house | 2023-07-05 |  |  | Office |  | New Build |  |  |  | 116381 |  |  | 116381 | [7 empty] | 48 | 48 |  |  |  | Arup |  |  |  |  | Project 21 | 100% | 1
18 Blackfriars Road - Paris Building | 10099064 | 521 | 521 | Southwark | SE1 9JU | 23/AP/1854 | Planning Portal | 22 storey building above podium comprising of affordable residential accommodation. |  |  |  | Residential (inc. student accomodation) |  | New Build |  |  |  | 19384 |  |  | 19384 | [7 empty] | 25 | 25 |  |  |  | Arup |  |  |  |  | Project 22 | 100% | 1
18 Blackfriars Road - Stamford Building | 14671106 | 370.6884 | 370.6884 | Southwark | SE1 9JU | 23/AP/1854 | Planning Portal | Erection of ground plus 3-storey podium (retail, leisure), 2 basement levels. 2 residential buildings of 22 and 40 storeys above podium. | 2023-07-04 |  |  | Residential (inc. student accomodation) |  | New Build |  |  |  | 39578 |  |  | 39578 | [7 empty] | 42 | 40 |  |  |  | Arup |  |  |  |  | Project 23 | 100% | 1
181 Talgarth Road | 3200994 | 188.9272 | 188.9272 | Hammersmith and Fulham | W6 8DN | 2021/03561/FUL | Planning Portal | Currently clear site, erection of two buildings | 2021-11-04 | 2022-08-11 |  | Residential (inc. student accomodation) |  | New Build |  |  |  | 16943 |  |  | 16943 | [7 empty] | 16 | 16 |  |  |  | Stroma |  |  |  |  | Project 24 | 100% | 1
18-20 Savile Row | 3630742 | 416.1786 | 416.1786 | Westminster | W1S 3PW | 22/03276/FULL | Planning Portal | Demolition of all existing buildings, excavation to deepen existing basement, and redevelopment to provide an eight storey building plus one storey basement comprising flexible retail (Class E(a)) and/or restaurant (Class E(b)) floorspace and tailoring floorspace (Class E(a), Class E(g)(ii) & Class E(g)(iii)) at part ground floor; and office floorspace (Class E(g)(i)) at part ground and on all upper floors; external terraces and associated hard and soft landscaping; cycle parking; replacement of commemorative plaque and other associated works. ¦ Development Site At 18 - 20 Savile Row London | 2022-05-16 | 2024-03-02 | Not granted | Office & Retail | No | New Build | 1950s | Not listed | 7684 | 8724 | 7684 | 13.53% | 8724 | New and retained basement | Reinforced Concrete | Steel | RC Cores / shear walls | RC Cores / shear walls |  | 9 | 9 | 8 | 8 |  |  | Norman, Disney & Young | Elliot Wood | Norman, Disney & Young | Fathom | One Click LCA |  | 100% | 1
19-35 Sylvan Grove | 9012128 | 333.2641 | 328 | Southwark | SE15 1PD | 23/AP/0582 | Planning Portal | 2 buildings of up to 7 storeys and 34 storeys. Partial demolition, erection of new mixed-use building. | 2023-03-02 |  | Pending | Residential (inc. student accomodation) |  | Heavy Refurbishment | 1920s | Not listed | 2154 | 27476 | 1720 | 1176% | 27042 | New | Masonry and steel | Reinforced Concrete | Moment frame | Cores and bracing | Load balancing at all levels | 2 | 36 | 35 |  | 36 |  | Introba | Civic Engineers |  | TP Bennett |  | Project 26 | 79.85% | 3
20 Giltspur Street | 1722064 | 384.9392 | 153.9757 | City of London | EC1A 9DD | 22/00867/FULMAJ | Planning Portal | Alteration and Refurbishment of existing building. Infill Refurbishments at upper levels (uppermost floor extended to area of lower floors) . Altered and additional entrances. Altered plant enclosure. Façade alterations. | 2022-09-12 | 2022-12-12 |  | Office | No | Heavy Refurbishment | 2000s | Not listed | 8734 | 11184 | 2023.6 | 28.05% | 4473.6 | No new basement | Steel | Steel | RC Cores / shear walls | RC Cores / shear walls | Load balancing at all levels | 7 | 6 | 6 |  |  | None required | Norman Disney & Young | Elliot Wood | Norman, Disney & Young | Buckley Gray Yeoman |  | Project 30 | 23.17% | 3
25 Mandela Way | 8900603 | 588.7421 | 588.7421 | Southwark | SE1 5SZ | 23/AP/0950 | Planning Portal | Up to 4-storey building. | 2023-04-04 |  |  | Industrial |  | New Build |  |  |  | 15118 |  |  | 15118 | [7 empty] | 4 | 4 |  |  |  | ADW Development |  |  |  |  | Project 33 | 100% | 1
257-283 Ilderton Road | 6818535 | 230.816 | 230.816 | Southwark | SE15 1EZ | 23/AP/1317 | Planning Portal | 30-storey accommodation block and 10-storey storage facility.Plants on roof | 2023-05-09 |  |  | Residential (inc. student accomodation) |  | New Build |  |  |  | 29541 |  |  | 29541 | [7 empty] | 30 | 30 |  |  |  | Atelier Ten |  |  |  |  | Project 34 | 100% | 1
26 To 46 Lisson Grove | 4079776 | 461.722 | 384.0151 | Westminster | NW1 6TT | 22/05145/FULL | Planning Portal | Reuse part of existing basement | 2022-07-28 | 2023-01-06 |  | Office & Retail | No | Substructure and/or Façade Retained | 1960s | Not listed | 6192 | 10624 | 4404 | 71.58% | 8836 | No new basement | [5 empty] | 5 | 8 | 7 | 3 |  |  | Sweco |  |  |  |  | Project 35 | 71.12% | 2
330 Grays Inn Road | 7486466 | 214.0986 | 209.8166 | Camden | WC1X 8DA | 2023/0904/P | Planning Portal | Retention of an existing building with a two storey Refurbishment, and demolition of all other buildings | 2023-03-03 |  | Pending | Office, Retail & Residential | Yes | Heavy Refurbishment | 1870s | Not listed | 12811 | 35681 | 12097.38 | 178.5% | 34967.38 | New and retained basement | Masonry and steel | Reinforced Concrete | RC Cores / shear walls | RC Cores / shear walls | Load balancing at foundations | 3 | 2 | 5 | 2 | 15 |  | XCO2 | WSP |  | Allford Hall Monaghan Morris | One Click LCA | Project 37 | 94.43% | 3
334-338 Oxford St | 14214324 | 406.5024 | 398.3724 | Camden | WC1X 8DA | 2023/0904/P | Planning Portal | Retention of an existing building with a two storey Refurbishment, and demolition of all other buildings | 2023-03-03 |  | Pending | Office, Retail & Residential | Yes | Heavy Refurbishment | 1870s | Not listed | 12811 | 35681 | 12097.38 | 178.5% | 34967.38 | New and retained basement | Masonry and steel | Reinforced Concrete | RC Cores / shear walls | RC Cores / shear walls | Load balancing at foundations | 3 | 2 | 5 | 2 | 15 |  | XCO2 | WSP |  | Allford Hall Monaghan Morris | One Click LCA | Project 37 | 94.43% | 3
38-42 Southwark Bridge Road | 6409769 | 379.9507 | 379.9507 | Southwark | SE1 9EJ | 22/AP/4006 | Planning Portal |  | 2022-11-23 |  |  | Office |  | New Build |  |  |  | 16870 |  |  | 16870 | [7 empty] | 7 | 7 |  |  |  | Arup |  |  |  |  | Project 39 | 100% | 1
38-70 Baker Street | 7660768 | 230.5863 | 230.5863 | Westminster | W1U 7BT | 22/08200/FULL | Planning Portal | Reuse of existing basement | 2022-12-01 |  |  | Commercial & Residential | No | Substructure and/or Façade Retained | 1950s | Not listed | 19618 | 33223 | 19618 | 69.35% | 33223 | No new basement | [5 empty] | 7 | 10 | 9 | 3 |  |  | Buro Happold |  |  |  |  | Project 40 | 100% | 2
45 Hornsey Road | 5647857 | 565.7475 | 565.7475 | Islington | N7 7DD | P2022/1943/FUL | Planning Portal | Demolition of existing building and structure and erection of 12-storey building and refurb. of railway arches | 2022-05-25 | 2023-07-18 |  | Residential (inc. student accomodation) |  | New Build |  |  |  | 9983 |  |  | 9983 | [7 empty] | 12 | 12 |  |  |  | Energist |  |  |  |  | Project 41 | 100% | 1
458 Oxford Street | 25155986 | 413.9063 | 413.9063 | Westminster | W1C 1AP | 21/04502/FULL | Planning Portal |  | 2021-07-02 | 2022-03-07 |  | Office |  | New Build |  |  |  | 60777 |  |  | 60777 | [7 empty] | 11 | 9 |  |  |  | Arup | Arup | Arup | Pilbrow & Partners | One Click LCA | Project 42 | 100% | 1
47-50 Mark Lane | 858229 | 28.4013 | 28.4013 | City of London | EC3R 7QQ | 22/01245/FULMAJ | Planning Portal | Demolition of existing buildings and structures, retention of existing basement, construction of new ground plus 11-storey building with plant above. | 2022-12-21 | 2023-03-22 |  | Office | No | Substructure and/or Façade Retained | 1960s | Not listed | 16523 | 30218 | 16523 | 82.88% | 30218 | No new basement | [6 empty] | 11 | 11 | 11 |  |  | GXN Innovation | AKT II | Atelier Ten | Orms Designers and Architects | One Click LCA | Project 43 | 100% | 2
61 - 65 Holborn Viaduct London EC1A 2FD | 4398953 | 214.9711 | 214.9711 | City of London | EC1A 2DE | 21/00781/FULMAJ | Planning Portal | Erection of new ground plus 12-storey building with 2 basement levels, existing single storey basement wall is re-used | 2021-09-13 | 2022-02-01 |  | Residential (inc. student accomodation) |  | New Build |  |  |  | 20463 |  |  | 20463 | [7 empty] | 14 | 12 |  |  |  | Hodkinson |  |  |  |  | Project 48 | 100% | 1
6-12 Verney Road | 13919584 | 667.158 | 667.158 | Southwark | SE16 3FN | 23/AP/0948 | Planning Portal | Up to 4-storey building. | 2023-04-05 |  |  | Industrial |  | New Build |  |  |  | 20864 |  |  | 20864 | [7 empty] | 4 | 4 |  |  |  | Insignis |  |  |  |  | Project 49 | 100% | 1
63 - 66 Coleman Street | 1937952 | 371.2552 | 371.2552 | City of London | EC2R 5AN | 21/00694/FULMAJ | Planning Portal | Front façade retention | 2021-08-09 | 2022-12-14 |  | Office & Retail | No | Substructure and/or Façade Retained | 1870s | Not listed | 3851 | 5220 | 3851 | 35.55% | 5220 | [6 empty] | 8 | 10 | 9 | 2 |  |  | FLATT | Heyne Tillet Steel | FLATT | Emrys Architects | One Click LCA | Project 50 | 100% | 2
63 New Bond Street | 4248107 | 1200.7086 | 228.1843 | Westminster | W1S 1RJ | 23/08027/FULL | Planning Portal | Alteration and extension of the existing buildings, including partial demolition and retention and retrofit to provide a building with basement, ground and ten upper floors, setback at fifth to eighth floors with terraces, setback at ninth floor with terrace and plant, and a roof terrace with lift over run and pavilion at the tenth floor, with satellite dish, green roof and solar photo voltaic panels on its roof, and associated works, to provide for retail (Class E (a)) and office (Class E(g)(i)) uses together with associated ancillary spaces to those uses. ¦ Fenwicks 58 - 63 New Bond Street London W1S 1RJ | 2023-11-20 | 2024-03-02 | Granted | Office & Retail | No | Heavy Refurbishment | 1800s | Not listed | 15079 | 18617 |  | 23.46% | 3538 | New and retained basement | Masonry and steel | Reinforced Concrete | RC Cores / shear walls | RC Cores / shear walls | Capacity enhancement | 7 | 4 | 6 | 4 |  |  | Buro Happold | Buro Happold | Buro Happold | Foster + Partners | One Click LCA |  | 0% | 3
65 Gresham St | 8180484 | 621.9009 | 150.6812 | City of London | EC2V 7NQ | 22/00848/FULMAJ | Planning Portal | Horizontal Refurbishment at 8th and 9th floor levels and three-storey vertical Refurbishment plus plant enclosure to create Class E floorspace; alterations and refurbishment to existing windows and facades; structural alterations and repositioning of cores; creation of new and refurbished entrances on Gresham Street and at the junction of Aldermanbury and Love Lane; creation of inset balconies; creation of roof terraces at levels 8, 10 and 12; removal and replacement of plant and installation of PV; public realm improvements for new hard and soft landscaping; removal of ground floor mezzanine level facilitating the provision of retail frontages and retail units to Aldermanbury; provision of cycle storage and other works incidental to the development. ¦ 65 Gresham Street London EC2V 7NQ | 2022-09-07 |  | Pending | Office | No | Heavy Refurbishment | 2000s | Not listed | 41136 | 54290 | 0 | 31.98% | 13154 | No new basement | [5 empty] | 12 | 17 | 14 | 5 | 2 |  | Longevity Partners | Buro Happold | Atelier Ten | Squire and Partners | One Click LCA | Project 51 | 0% | 3
7 Millbank | 15484951 | 797.6178 | 797.6178 | Westminster | SW1P 3JA | 21/01508/FULL | Planning Portal |  | 2021-03-10 | 2022-02-08 |  | Office |  | New Build |  |  |  | 19414 |  |  | 19414 | [7 empty] | 10 | 8 |  |  |  | Hilson Moran |  |  |  |  | Project 53 | 100% | 1
747-759 & 765-775 Old Kent Road | 10334287 | 201.1109 | 201.1109 | Southwark | SE15 1NZ | 23/AP/1862 | Planning Portal | Building A: 33 storeys + basement. B: 19 storeys. C: 15 storeys. D: 20 storeys | 2023-07-03 |  |  | Residential (inc. student accomodation) |  | New Build |  |  |  | 51386 |  |  | 51386 | [7 empty] | 35 | 33 |  |  |  | Whitecode |  |  |  |  | Project 55 | 100% | 1
76-78 Upper Ground | 11005179 | 683.1272 | 283.3465 | Lambeth | SE1 9PZ | 21/01142/FUL | Planning Portal | Refurbishment, partial demolition and Refurbishment of the existing building, 80% retention. New core. Plant on roof extended. | 2021-03-19 | 2021-12-23 |  | Office | No | Heavy Refurbishment | 1980s | Grade II | 27790 | 38840 | 5060 | 39.76% | 16110 | No new basement | [5 empty] | 6 | 7 | 6 | 1 | 4 |  | Watkins Payne | Heyne Tillet Steel | Watkins Payne Partnership | Allford Hall Monaghan Morris | One Click LCA | Project 56 | 18.21% | 3
79-87 Westminster Bridge Road | 3784486 | 443.7198 | 443.7198 | Lambeth | SE1 7XT | 20/03539/FUL | Planning Portal | Erection of ground plus 14-storey building and two basement levels | 2020-10-13 |  |  | Hotel |  | New Build |  |  |  | 8529 |  |  | 8529 | [7 empty] | 16 | 14 |  |  |  | Meinhardt |  |  |  |  | Project 57 | 100% | 1
8 - 12 New Bridge Street | 2524541 | 715.1674 | 323.2447 | City of London | EC4V 6AL | 22/00622/FULMAJ | Planning Portal | Part demolition of Fleet House, full demolition of St Bride's Tavern (basement levels retained). Erection of 8-storey building | 2022-07-07 | 2023-01-31 |  | Office | No | Heavy Refurbishment | 1950s | Not listed | 5612 | 7810 | 1332 | 39.17% | 3530 | No new basement | Reinforced Concrete |  | RC Cores / shear walls | RC Cores / shear walls | Horizontal Refurbishment | 8 | 11 | 10 | 1 | 11 |  | Hoare Lea | AKT II | Hoare Lea | HOK International | One Click LCA | Project 58 | 23.73% | 3
81-103 King's Road | 6349567 | 521.3537 | 393.4544 | Kensington and Chelsea | SW3 4NX | PP/23/00968 | Planning Portal | Demolition of existing building and redevelopment for new building up to four storeys and basement. 10% basement retained. | 2023-02-07 |  |  | Office | No | Substructure and/or Façade Retained | 1980s | Not listed | 9790 | 16138 | 5831 | 64.84% | 12179 | No new basement | [5 empty] | 5 | 5 | 4 |  |  |  | Ramboll | Robert Bird Group | Ramboll | Pilbrow & Partners | One Click LCA | Project 62 | 59.56% | 2
85 Gracechurch Street | 21118208 | 559.482 | 559.482 | City of London | EC3V 0AA | 22/01155/FULEIA | Planning Portal | Partial demolition of existing building (Gracechurch Street frontage adapted) and the construction of a 32 storey building plus basement levels | 2022-11-30 | 2023-10-11 | Granted | Office & Retail | No | Substructure and/or Façade Retained | 1930s | Not listed | 8035 | 37746 | 8035 | 369.8% | 37746 | New and retained basement | Steel |  |  |  |  | 10 | 37 | 33 | 27 |  |  | Sweco | Robert Bird Group |  | Woods Bagot |  | Project 63 | 100% | 2
88 Grays Inn Road | 29970 |  | 26.0836 | Camden | WC1X 8AA | 2022/4259/P | Planning Portal | Existing building is being retained and refurbished | 2022-10-11 |  |  | Commercial & Residential | Yes | Retrofit | 1960s | Not listed | 1280 | 1149 | 0 | -10.23% | 0 | No new basement | Reinforced Concrete |  |  |  |  | 4 | 4 | 4 |  | 2 |  | Max Fordham | Heyne Tillet Steel | Max Fordham | Piercy & Company | One Click LCA | Project 64 | 0% | 5
9-10 and 11 Angel Court | 1990431 | 408.0424 | 408.0424 | City of London | EC2R 7BH | 22/00860/FULMAJ | Planning Portal | Demolition of the existing buildings except 9-10 Angel Court façade (up to 4th floor), new building constructed behind that façade, replica façade of 11 Angel Court up to 3rd floor, over 3 basement levels, ground mezzanine and 9 upper floors plus plant room. | 2022-09-08 | 2023-02-22 |  | Hotel |  | New Build |  |  |  | 4878 |  |  | 4878 | [7 empty] | 12 | 9 |  |  |  | Greengage |  |  |  |  | Project 67 | 100% | 1
Apollo Business Centre, 158 Trundley's Road | 5191341 | 223.7261 | 223.7261 | Lewisham | SE8 5JE | DC/23/130258 | Planning Portal | Mixed-use redevelopment of the site for a new building comprising part 10, part 26 storeys. 50% GGBS in superstructure concrete mix | 2023-02-02 |  |  | Commercial & Residential |  | New Build |  |  |  | 23204 |  |  | 23204 | [7 empty] | 27 | 26 |  |  |  | Greengage |  |  |  |  | Project 69 | 100% | 1
Borough Triangle Site | 33885020 | 362.9229 | 362.9229 | Southwark | SE1 6BN | 22/AP/3149 | Planning Portal | Demolition of all existing buildings/structures, except 82 and part 83 Borough Road (retained, altered and refurbsihed). Basement construction, 4 new buildings with 5-46 storey heights. | 2022-09-05 |  |  | Office & Retail |  | New Build |  |  |  | 93367 |  |  | 93367 | [7 empty] | 46 | 46 |  |  |  | Whitecode |  |  |  |  | Project 70 | 100% | 1
Boundary House 7 - 17 Jewry Street London EC3N 2EX | 4075736 | 365.2748 | 365.2748 | City of London | EC3N 2AF | 21/00826/FULMAJ | Planning Portal | Demolition of existing builiding and the erection of a basement, ground plus part 14 and part 6 storey building plus plant. | 2021-09-30 | 2022-07-19 |  | Hotel |  | New Build |  |  |  | 11158 |  |  | 11158 | [7 empty] | 15 | 14 |  |  |  | Hoare Lea |  |  |  |  | Project 71 | 100% | 1
British Library Extension | 31932853 | 2861.8796 | 2861.8796 | City of London | EC3N 2AF | 21/00826/FULMAJ | Planning Portal | Demolition of existing builiding and the erection of a basement, ground plus part 14 and part 6 storey building plus plant. | 2021-09-30 | 2022-07-19 |  | Hotel |  | New Build |  |  |  | 11158 |  |  | 11158 | [7 empty] | 15 | 14 |  |  |  | Hoare Lea |  |  |  |  | Project 71 | 100% | 1
Burgess Industrial Park Parkhouse Street | 9976069 | 251.3117 | 251.3117 | Southwark | SE5 7TJ | 21/AP/1342 | Planning Portal | 12 blocks of betweeen 2-13 storeys | 2021-04-19 |  |  | Commercial & Residential |  | New Build |  |  |  | 39696 |  |  | 39696 | [7 empty] | 12 | 12 |  |  |  | Waterman Building Services |  |  |  |  | Project 73 | 100% | 1
Bury House - 31 Bury Street | 10227023 | 338.9799 | 338.9799 | City of London | EC3A 5AR | 20/00848/FULEIA | Planning Portal | The use of prefabricated structural and façade systems present opportunities for material effieincy, which have been explored and incorporated into the proposed design. Further material efficiency opportunities have been explored by retionalising structural gris and assessing different foundation options to minimise material use. Another key opportunity is the possibility to develop an all electric servicing strategy, with the use of heat pumps, in order to minimise operational carbon emissions, which will also benefit from the decarbonisation of the electricity grid. There are opportunities to reuse and recover materials from the existing development, to be identified in the pre-demolition audit. As a constraint, the small roof area compared to the building's total floor area, which needs to accomodate the centralised heating and cooling plant, makes the installation of PV panels to further reduce the operational carbon emissions unfeasible. | 2020-10-28 |  |  | Office & Retail |  | New Build |  |  |  | 30170 |  |  | 30170 | [7 empty] | 50 | 46 |  |  |  | Hoare Lea |  |  |  |  | Project 74 | 100% | 1
Buspace Studios | 3137952 | 332.0584 | 332.0584 | Kensington and Chelsea | W10 5AP | PP/22/07709 | Planning Portal | Erection of 2 buildings with groundfloor connection | 2023-11-23 |  |  | Commercial & Residential |  | New Build |  |  |  | 9450 |  |  | 9450 | [7 empty] | 6 | 5 |  |  |  | XCO2 |  |  |  |  | Project 75 | 100% | 1
Canada Water Dockside Plot A1 | 25514479 | 414.5258 | 414.5258 | Southwark | SE16 7PJ | 21/AP/2655 | Planning Portal | Plot A1 and A2 share basements. Ground plus mezzanine and 24 storeys | 2022-10-12 |  |  | Office |  | New Build |  |  |  | 61551 |  |  | 61551 | [7 empty] | 25 | 24 |  |  |  | Atelier Ten |  |  |  |  | Project 76 | 100% | 1
Canada Water Dockside Plot A2 | 15304295 | 434.8305 | 434.8305 | Southwark | SE16 7PJ | 23/AP/0565 | Planning Portal | Erection of 11-storey building with 1 basement level | 2022-10-12 |  |  | Office |  | New Build |  |  |  | 35196 |  |  | 35196 | [7 empty] | 12 | 11 |  |  |  | Arup |  |  |  |  | Project 77 | 100% | 1
Castle & Fitzroy House 37 - 45 Paul Street | 11882223 | 365.1462 | 365.1462 | Islington | EC2A 4UY | P2022/2893/FUL | Planning Portal | commercial building of 9 storeys (incl. lower ground and basement level) | 2022-08-31 | 2023-10-12 |  | Office |  | New Build |  |  |  | 32541 |  |  | 32541 | [7 empty] | 12 | 11 |  |  |  | Hoare Lea |  |  |  |  | Project 78 | 100% | 1
Church street residential development London | 20257524 | 474.604 | 474.604 | Westminster | NW8 8EX | 21/08160/COOUT | Planning Portal |  | 2021-11-23 | 2023-06-30 |  | Commercial & Residential |  | New Build |  |  |  | 42683 |  |  | 42683 | [7 empty] | 14 | 13 |  |  |  | Max Fordham |  |  |  |  | Project 79 | 100% | 1
Colechurch House | 29597508 | 614.3366 | 614.3366 | Southwark | SE1 2SX | 20/AP/3013 | Planning Portal | Erection of elevated 22-storey building, 4 storey basement, plant areas | 2020-10-12 |  |  | Office & Retail |  | New Build |  |  |  | 48178 |  |  | 48178 | [7 empty] | 26 | 22 |  |  |  | Sweco |  |  |  |  | Project 80 | 100% | 1
Cripplegate House 1 Golden Lane | 1246630 | 481.6963 | 79.662 | City of London | EC1Y 0RR | 22/00202/FULMAJ | Planning Portal | Heritage building: retained. 90s Refurbishment: floors, core and structure retained. Floors extended. Northern elevation replaced and others reclad. Roof Refurbishment. | 2022-03-28 | 2022-11-01 |  | Office | No | Light Refurbishment | 1890s | Grade II | 12988.67 | 15649 | 1443.1856 | 20.48% | 2588 | No new basement |  | Steel | RC Cores / shear walls | RC Cores / shear walls |  | 9 | 13 | 12 | 3 |  |  | Hawkins Brown | London Structures Lab |  | HawkinsBrown | One Click LCA | Project 81 | 11.11% | 4
Dyne House | 3033349 | 735.8925 | 487.9905 | Haringey | N6 5EE | HGY/2023/0328 | Planning Portal | Redevelopment of Dyne House, to include: 1) Retention, refurbishment, Refurbishment and basement works to the principal five storey Dyne House structure (plus plant and lift over run); 2) Demolition and redevelopment of the rear Refurbishment and associated buildings to the rear, with erection of a new part one and part two storey structure, together with new basement levels; 3) Retention of the Parade Ground open space, with new multi-use surface; 4) Associated improvements to the Island Site access and underground tunnel, including: demolition of existing service block and erection of a replacement part one and part two storey structure; and 5) Associated landscaping and improved provision for emergency services, servicing and disabled parking. | 2023-03-08 |  | Pending | School | No | Heavy Refurbishment | 1960s | Not listed | 3019 | 6216 | 925 | 105.9% | 4122 | New and retained basement | Reinforced Concrete | Timber and steel |  | RC Cores / shear walls |  | 6 | 6 | 5 |  | 4 |  | AECOM | Expedition Engineering | AECOM | Hopkins Architects | One Click LCA | Project 82 | 30.64% | 3
Edward Rudolph House, 69-85 Margery Street | 2529875 | 510.0554 | 510.0554 | Islington | WC1X 0JL | P2023/2059/FUL | Planning Portal | Demolition of existing building and erection of a 4-storey office building, plant encosure to roof | 2023-08-02 |  |  | Office |  | New Build |  |  |  | 4960 |  |  | 4960 | [7 empty] | 4 | 4 |  |  |  | Verte |  |  |  |  | Project 83 | 100% | 1
Evelina Children's Hospital | 23288250 | 852.862 | 852.862 | Lambeth | SE1 7EH | 21/01869/FUL | Planning Portal | 12 storey building plus 2 storey basement with 5 storey link Refurbishment | 2021-01-26 |  |  | Hospital/Medical |  | New Build |  |  |  | 27306 |  |  | 27306 | [7 empty] | 14 | 12 |  |  |  | AECOM |  |  |  |  | Project 85 | 100% | 1
Former Blackfriars Crown Court | 15751935 | 570.3916 | 459.7226 | Southwark | SE1 0BT | 22/AP/1347 | Planning Portal | Minor material amendments to planning permission 20/AP/1537 [approval date: 06.05.2021] for the development of the site including partial demolition, Refurbishments and alterations to provide a commercial building with community uses. The amendments comprise: - basement and structural alterations including deepened and extended basement and revised piling approach; - cross laminated timber floor construction changed to concrete plank system; - addition of external structural columns on Sawyer Street façade; - internal reconfiguration including consolidation of cores, relocated refuse store, revised cycle parking and end of journey facilities, revised affordable workspace and community auditorium design; - fire strategy updates; - external alterations to doors and repositioning of south-east external stair; - relocation of visitor cycle parking; - rooftop amendments including revised swimming pool and atrium, revised roof plant enclosures, revised Community Pavilion layout, provision of additional office space; and - the addition of 37 more trees. ¦ Site Of The Former Blackfriars Crown Court 1-15 Pocock Street London SE1 0BT | 2022-04-04 | 2022-10-10 | Granted | Office & Retail | Yes | Heavy Refurbishment | 1960s | Not listed | 14459 | 34264 | 7811 | 137% | 27616 | New and retained basement | [5 empty] | 6 | 10 | 8 | 4 |  |  | Atelier Ten | AKT II | Atelier Ten | Sheppard Robson | One Click LCA | Project 87 | 54.02% | 3
Friars Close | 5764159 | 371.5696 | 371.5696 | Southwark | SE1 0UL | 22/AP/4376 | Planning Portal | Erection of 9-storey building with 21-storey tower, terrace on 10th storey, external plan and waste storage | 2022-12-28 |  |  | Residential (inc. student accomodation) |  | New Build |  |  |  | 15513 |  |  | 15513 | [7 empty] | 21 | 21 |  |  |  | Max Fordham |  |  |  |  | Project 88 | 100% | 1
Friary Court 65 Crutched Friars | 4078404 | 146.4734 | 146.4734 | City of London | EC3N 2AE | 22/00882/FULMAJ | Planning Portal | Demolition of existing building and redevelopment for new building comprising basment, ground plus 20 upper floors | 2022-09-30 | 2023-06-27 |  | Residential (inc. student accomodation) |  | New Build |  |  |  | 27844 |  |  | 27844 | [7 empty] | 22 | 20 |  |  |  | Waterman Building Services |  |  |  |  | Project 89 | 100% | 1
Gillingham House | 3228248 | 522.7509 | 341.6135 | Westminster | SW1V 1HU | 23/01690/FULL | Planning Portal | Intensive refurbishment and Refurbishment (demolish 2,183m2), 60% of area and 70% of volume retained | 2023-03-13 |  |  | Office |  | Heavy Refurbishment |  |  | 5457.5 | 9450 | 2183 | 73.16% | 6175.5 | No new basement | [5 empty] | 4 | 8 | 8 | 4 |  |  | Atelier Ten | Stantec |  |  |  | Project 90 | 40% | 3
Hyatt Place | 4460081 | 381.2687 | 218.9319 | Hillingdon | UB4 0JN | 2385/APP/2022/2952 | Planning Portal | Partial demolition of the existing building, followed by refurbishment, side Refurbishments and upwards Refurbishments, alongside erection of perimeter blocks around a podium level, to increase hotel capacity (Class C1) whilst introducing industrial uses (Class E(g)(ii) and E(g)(iii)) at ground and first floor level. | 2022-09-27 |  | Pending | Hotel | Yes | Heavy Refurbishment | 1960s | Not listed | 9885 | 20372 | 1211 | 106.1% | 11698 | [6 empty] | 13 | 14 | 14 | 1 |  |  | Love Design Studio | Engineeria | Woodcote Power Consulting | Haptic | One Click LCA | Project 91 | 12.25% | 3
Island Site Woolwich | 1170129 | 63.2748 | 41.0169 | Greenwich | SE18 6PF | 22/3162/F | Planning Portal | The redevelopment (together with demolition and part demolition of existing buildings) and refurbishment of the Island Site to provide 494 co-living units (Use Class Sui Generis), 20 residential dwellings (Use Class C3(a)), community uses (Use Class E(d) and F2(b)), retail (Use Class E(a)), restaurants and cafes (Use Class E(b)) and offices (Use Class E(c)), new public realm with hard and soft landscaping, highways works, car parking, cycle parking, refuse and recycling storage, plant, external amenity space and associated works. Further detailed explanation of the proposal (not forming part of the formal description of development set out above): The proposal includes the erection of two mixed-use buildings following demolition of 17-27 Thomas Street and IBC Main Building; the refurbishment, Refurbishment and change of use of 2-4 Wellington Street, 6-10 Wellington Street, 12-14 Wellington Street, Thames Polytechnic: Arts and Science Building, Former Polytechnic Hall, 29 Thomas Street, IBC Central Building and refurbishment (and partial demolition) of the former workshops. To facilitate the following: 20 residential dwellings (Use Class C3(a)) 494 co-living units (Use Class sui generis) 3,294 sqm (GIA) of non-residential floorspace site wide · 1,100 sqm GIA of community uses (Use Class E(d) and F2(b)) · 1,414 sqm GIA of retail (Use Class E(a)) and restaurants and cafes (Use Class E(b)) · 780 sqm GIA of office floorspace (Use Class E(c)) Maximum building height of 35.12 metres Above Ordnance Datum (m AOD). The demolition works include 18-36 Wellington Street and 17-27 Thomas Street as well as the non-original rear Refurbishments to the Arts and Science building and the fourth workshop, and comprises a volume of 34,634 m3 (This application is an EIA development and is accompanied by an Environmental Statement) (The development may impact on the setting of the Grade II listed building on-site being the University of Greenwich, Woolwich Campus: Original Building, Gymnasium to Rear and Corner Entrance Range, as well as nearby Grade II* and Grade II listed buildings. In addition, the development may also impact the setting of the Woolwich Conservation Area) (The development includes demolition of unlisted buildings or structures in the Woolwich Conservation Area) | 2022-08-22 |  | Pending | Office, Retail & Residential | Yes | Heavy Refurbishment | 1880s | Grade II | 12544 | 28528 | 2508.8 | 127.4% | 18492.8 | No new basement | [5 empty] | 5 | 8 | 7 | 3 | 6 |  | Create |  |  |  | One Click LCA | Project 93 | 20% | 3
JVC Business Park | 4636518 | 247.7831 | 98.2688 | Brent | NW2 7AF | 22/1849 | Planning Portal | Full planning application for an Refurbishment to the existing data centre at the adjacent JVC House, alongside the re-configuration of the car parking layout, in association with its use as a data centre, subject to Deed of Agreement dated 6th December 2022 under Section 106 of Town and Country Planning Act, 1990. ¦ JVC Business Park, Priestley Way, London, NW2 | 2022-05-19 | 2022-12-07 | Granted | Data Centre | No | Heavy Refurbishment | 2000s | Not listed | 28470 | 47182 | 0 | 65.73% | 18712 | No new basement | [5 empty] | 4 | 4 | 4 |  | 4 |  | Hoare Lea |  |  | Scott Brownrigg | One Click LCA | Project 96 | 0% | 3
Kensington Centre, 66 Hammersmith Road | 15494772 | 633.9664 | 633.9664 | Hammersmith and Fulham | W14 8UD | 2023/00585/FUL | Planning Portal | Demolition of existing building and erection of 11-storey building (plus basement and plant roof) | 2023-03-03 |  |  | Office |  | New Build |  |  |  | 24441 |  |  | 24441 | [7 empty] | 12 | 11 |  |  |  | LCD |  |  |  |  | Project 97 | 100% | 1
King's Place (Land at Harper Street/Borough High Street) | 3960085 | 246.9497 | 246.9497 | Southwark | SE1 1JJ | 23/AP/0479 | Planning Portal | Demolition of existing buildings, part 5-11 storey building. | 2023-02-22 |  |  | Residential (inc. student accomodation) |  | New Build |  |  |  | 16036 |  |  | 16036 | [7 empty] | 11 | 11 |  |  |  | Scotch Partners |  |  |  |  | Project 98 | 100% | 1
Leconfield House | 2022153 | 711.2744 | 199.2662 | Westminster | W1J 5JB | 23/02111/FULL | Planning Portal | Excavation to provide one additional basement level; removal and replacement of facades at ground floor level and part first floor and alterations to the facades at first to fifth floor levels including replacement windows throughout; demolition of the sixth and seventh floor levels and replacement with new sixth and seventh floor levels with plant in an associated enclosure, creation of terraces at sixth and seventh floor level, a rear Refurbishment on the western side of the building from ground to seventh floor level and use of the building as either medical / spa / bars / restaurants / retail / office and fitness, or as office accommodation all within Class E. | 2023-03-29 |  | Pending | Office & Retail | No | Heavy Refurbishment | 1930s | Not listed | 8757 | 10148 | 1452 | 15.88% | 2843 | New and retained basement | [5 empty] | 9 | 10 | 8 | 1 | 8 |  | Elliott Wood | Elliot Wood | AECOM | EPR Architects | One Click LCA | Project 99 | 16.58% | 3
Liverpool Street Station | 47342295 | 356.0428 | 312.7092 | City of London | EC2M 7PY | 23/00453/FULEIA | Planning Portal | Partial demolition of Station including concourse, train sheds and entrances to Bishopsgate, Liverpool Street and Sun Street Passage. Demolition of 50 Liverpool Street. Construction and remodelling of station at basement, lower and upper concourses, new station roof, new entrances to Bishopsgate, Liverpool Street and Sun Street Passage, new lifts and escalators. Provision of units at basement, lower and upper concourse flrs for retail, café/restaurant, public house/bar. Remodelling of existing bus station and provision of a cycle hub on upper concourse. Andaz/Great Eastern Hotel:Alteration of existing building at basement, ground and upper flrs including insertion of new structure, creation of new west wall and removal and replacement of mansard roof. Change of use from hotel to office at part ground flr and across flrs 1-4; access to servicing area from vehicle lifts at flr 3; provision of units at basement and ground for retail, café/restaurant, and public house/bar; spaces for leisure and community uses; retail and café/restaurant at part of flr 5. Over Station Development:Erection of a new building above Liverpool Street Station and 40 Liverpool Street with maximum height of 108.6 metres AOD in height (excluding rooftop plant) comprising office use at flrs 5-13, and partly at flrs 14-15, with ancillary lobby and functions at flrs 3-4. New hotel at flrs 17-20 and partly within flrs 14-16, ancillary restaurant/bar at flr 15 and ancillary leisure facility at flr 16. New public amenity space at podium level comprising café/restaurant, retail, leisure; and partially at flr 16 comprising outdoor pool, leisure court and café/restaurant, alongside a publicly accessible roof garden. Provision of lifts, cycle parking, servicing, refuse, and plant. Public Realm:Refurbishment and Refurbishment of Hope Square and Bishopsgate Plaza. New pedestrian routes, including the pedestrianisation of Liverpool Street and new pedestrian footway to Exchange Square | 2023-05-02 |  | Pending |  | No | Heavy Refurbishment | 1880s | Grade II* | 40869 | 151394 | 22443 | 270.4% | 132968 | No new basement | [5 empty] | 10 | 24 | 22 | 14 |  |  | WSP | WSP | WSP | Herzog & de Meuron | One Click LCA | Project 100 | 54.91% | 3
Maclise Multi-Storey Car Park, Olympia | 5300593 | 269.6817 | 269.6817 | Hammersmith and Fulham | W14 8UX | 2021/04167/FUL | Planning Portal | All floors and internal structures (floor, ramps, princ. And sec. stair cores) demolished, elevation re-clad and re-glazed from ground to level 4, façade to retained structure replaced | 2021-12-29 |  |  | Hotel | Yes | Substructure and/or Façade Retained | 1930s | Grade II |  | 19655 |  |  | 19655 | New | Reinforced Concrete |  |  |  |  | 5 | 9 | 8 | 3 |  |  | McBains |  |  | SPPARC |  | Project 101 |  | 2
New City Court | 18337450 | 330.6368 | 330.6368 | Southwark | SE1 9RS | 21/AP/1361 | Planning Portal | New-build 26-storey buildings (plus mezzanine and 2 basement levels), restoration and refurb. of listed terrace (4-16 St Thomas Street), redevelopment of Keats House (reinstatement of façade) | 2021-04-21 | 2022-01-13 |  | Office & Retail |  | Heavy Refurbishment |  | Grade II |  | 55461 |  | 90% | 55461 | New and retained basement | Brickwork and timber |  |  |  |  | 5 | 28 | 26 |  | 28 |  | chapmanbdsp |  |  | Allford Hall Monaghan Morris |  | Project 102 | 90% | 3
Newcombe House | 10640081 | 496.1799 | 395.5126 | Kensington and Chelsea | W8 7LX | PP/23/03534 | Planning Portal | Newcombe House: 100% of tower foundations retained - vertical Refurbishment part 14-15 storey. 90% of steel frame and floor slabs retained. Kensington Church Street Building: erection of a new 6-storey building. Affordable block: 8-storey building. 43% floor slabs retained. 19% of the total proposed floor area GIA is demolished across the developments. | 2023-06-05 |  |  | Office | No | Heavy Refurbishment | 1950s | Not listed | 11400 | 26902 | 5942 | 136% | 21444 | New and retained basement | Reinforced Concrete |  | RC Cores / shear walls |  |  | 12 | 15 | 15 | 3 |  |  | HDR | AKT II | HDR | Squire and Partners | One Click LCA | Project 103 | 52.12% | 3
Plot H1 Elephant Park | 19061257 | 299.7147 | 299.7147 | Southwark | SE17 1GD | 21/AP/1819 | Planning Portal | Erection of 17-storey building with basement and rooftop plant. | 2021-05-24 |  |  | Office |  | New Build |  |  |  | 63598 |  |  | 63598 | [7 empty] | 18 | 17 |  |  |  | HDR |  |  |  |  | Project 105 | 100% | 1
Poultry Market And General Market And The Annexe Buildings West Smithfield | 9266700 | 281.7825 | 215.3194 | City of London | EC1A 9LH | 19/01343/FULEIA | Planning Portal | Part demolition, repair, refurbishment and Refurbishment of existing buildings (all levels including basements) | 2019-12-19 | 2022-11-22 |  | Office | Yes | Heavy Refurbishment | 1950s | Grade II | 15617 | 43037 | 5466 | 175.6% | 32886 | New and retained basement | Reinforced Concrete |  |  |  | Load balancing at foundations | 3 | 3 | 3 |  | 1 |  | Arup |  |  |  | One Click LCA | Project 108 | 35% | 3
Red Lion Court 46-48 Park Street | 8465862 | 256.8137 | 256.8137 | Southwark | SE1 9EQ | 22/AP/1602 | Planning Portal | Basement retained and extended by an additional level, re-use as many piles are possible. New 11-storey building with 2 cores | 2022-05-06 |  |  | Office | Yes | Substructure and/or Façade Retained |  |  | 17335 | 32965 | 17335 | 90.16% | 32965 | [7 empty] | 11 | 11 |  |  |  | Arup |  |  |  |  | Project 110 | 100% | 2
Royal Street Plot C | 6646038 | 229 | 229 | Lambeth | SE1 7LL | 22/01206/EIAFUL | Planning Portal |  | 2022-04-21 |  |  | Office |  | New Build |  |  |  | 29022 |  |  | 29022 | [7 empty] | 15 | 15 |  |  |  | Arup |  |  |  |  | Project 115 | 100% | 1
Royal Street Plot D | 11628360 | 222 | 222 | Lambeth | SE1 7LL | 22/01206/EIAFUL | Planning Portal |  | 2022-04-21 |  |  | Office |  | New Build |  |  |  | 52380 |  |  | 52380 | [7 empty] | 15 | 14 |  |  |  | Arup |  |  |  |  | Project 116 | 100% | 1
Royal Street Plot E | 11031055 | 271 | 271 | Lambeth | SE1 7LL | 22/01206/EIAFUL | Planning Portal | Partial reuse & Refurbishment, existing basement retained under existing building, new Refurbishments (horizontal) to retained Beckett House structure | 2022-04-21 |  |  | Office |  | Substructure and/or Façade Retained |  |  |  | 40705 |  |  | 40705 | [7 empty] | 16 | 15 |  |  |  | Arup |  |  |  |  | Project 117 |  | 2
Salisbury Square - Commercial Building | 12033507 | 1059.5674 | 1059.5674 | City of London | EC4Y 8AP | 20/00907/FULEIA | Planning Portal | 150 year design life and heavy finishes | 2020-12-16 | 2021-07-30 |  | Office & Retail |  | New Build |  |  |  | 11357 |  |  | 11357 | [12 empty] | AECOM |  |  |  |  | Project 118 | 100% | 1
Salisbury Square - Court Building | 15732008 | 1080.792 | 1080.792 | City of London | EC4Y 8AP | 20/00907/FULEIA | Planning Portal | 150 year design life and heavy finishes | 2020-12-16 | 2021-07-30 |  | Office |  | New Build |  |  |  | 14556 |  |  | 14556 | [7 empty] | 12 | 7 |  |  |  | AECOM |  |  |  |  | Project 119 | 100% | 1
Shepherd's Bush Market | 12461451 | 347.8617 | 347.8617 | Hammersmith and Fulham | W12 8DF | 2023/01903/FUL | Planning Portal | Reconfigure site for public and vehicular access, new shops, new ground plus 8 storey building, new ground plus 5 storey building, works to facades of arches | 2023-04-26 |  |  | Office |  | New Build |  |  |  | 35823 |  |  | 35823 | [7 empty] | 8 | 8 |  |  |  | chapmanbdsp |  |  |  |  | Project 120 | 100% | 1
Solomons Passage | 1231011 | 106.5995 | 89.6715 | Southwark | SE15 3UH | 20/AP/3285 | Planning Portal | Block A: Erection of 7-storey building, Block B+C: Erection of 6-storey building, basement and ground floor slab retained, Block D: Erection of partly 2, partly 4-storey building. | 2020-12-07 | 2022-04-20 |  | Residential (inc. student accomodation) | No | Substructure and/or Façade Retained |  | Not listed | 9678 | 13728 | 7498 | 41.85% | 11548 | [7 empty] | 6 | 6 | 6 |  |  | Create |  |  |  |  | Project 121 | 77.47% | 2
South Kensington Underground Station | 6670357 | 560.2988 | 560.2988 | Kensington and Chelsea | SW7 2NB | PP/20/03216 | Planning Portal | Multiple buildings - reuse of street facing façade, retention of structure, some exisisting steel substructure elements reused. | 2020-06-11 | 2021-12-13 |  | Residential (inc. student accomodation) |  | Substructure and/or Façade Retained |  | Grade II* | 492 | 11905 | 492 | 2320% | 11905 | [12 empty] | Sweco |  |  |  |  | Project 122 | 100% | 2
South Molton Triangle 40-46 Brook Street | 395948 | 126.0981 | 126.0981 | Westminster | W1K 5LF | 22/04610/FULL | Planning Portal | Part demolition, excavation (including beneath Davies Mews), erection of new buildings and alterations to existing buildings comprising: redevelopment of 60 Brook Street; redevelopment of 48, 50, 56 and 58 Brook Street and 16 Davies Mews behind retained Brook Street facades at; redevelopment behind retained and partially reconstructed facade at 52-54 Brook Street; refurbishment with alterations and addition of turret and gables at 40-46 Brook Street and 40 South Molton Lane; redevelopment behind retained Davies Mews and South Molton Lane elevations and front roof at 1-7 Davies Mews and 28-30 South Molton Lane; refurbishment and alterations at 50 Davies Street; refurbishment with alterations and partial demolition and redevelopment of upper floors at 52-54 Davies Street; redevelopment behind reconstructed and extended facade at 56 Davies Street (including the removal and reinstatement of certain building features), and Brookfield House (44-48 Davies Street and 62 and 64 Brook Street); part demolition of ground floor and refurbishment at 10 South Molton Street; refurbishment and alterations at 15-25, 27 and 42 South Molton Street; all to provide a development of up to 9 storeys including Class B1 (Business), Class A1 (Shops), Class A3 (Restaurant and Cafes), Class A4 (Drinking Establishment), composite use comprising public house and guest accommodation (sui generis), Class C3 (Dwellinghouses), Community Infrastructure and Facilities, and Class C1 (Hotel) uses, improvements to public realm and pedestrian routes, servicing, ancillary plant and storage, cycle parking and other associated works | 2022-07-08 | 2023-04-19 | Granted | Hotel | Yes | Retrofit |  | Grade II |  | 3140 |  |  | 3140 | No new basement | [5 empty] | 6 | 6 | 5 |  |  |  | Twin and Earth | AKT II | Hoare Lea | Hopkins Architects | One Click LCA | Project 123 |  | 5
South Molton Triangle North Block | 3462465 | 324.1705 | 324.1705 | Westminster | W1K 5LF | 22/04610/FULL | Planning Portal | Part demolition, excavation (including beneath Davies Mews), erection of new buildings and alterations to existing buildings comprising: redevelopment of 60 Brook Street; redevelopment of 48, 50, 56 and 58 Brook Street and 16 Davies Mews behind retained Brook Street facades at; redevelopment behind retained and partially reconstructed facade at 52-54 Brook Street; refurbishment with alterations and addition of turret and gables at 40-46 Brook Street and 40 South Molton Lane; redevelopment behind retained Davies Mews and South Molton Lane elevations and front roof at 1-7 Davies Mews and 28-30 South Molton Lane; refurbishment and alterations at 50 Davies Street; refurbishment with alterations and partial demolition and redevelopment of upper floors at 52-54 Davies Street; redevelopment behind reconstructed and extended facade at 56 Davies Street (including the removal and reinstatement of certain building features), and Brookfield House (44-48 Davies Street and 62 and 64 Brook Street); part demolition of ground floor and refurbishment at 10 South Molton Street; refurbishment and alterations at 15-25, 27 and 42 South Molton Street; all to provide a development of up to 9 storeys including Class B1 (Business), Class A1 (Shops), Class A3 (Restaurant and Cafes), Class A4 (Drinking Establishment), composite use comprising public house and guest accommodation (sui generis), Class C3 (Dwellinghouses), Community Infrastructure and Facilities, and Class C1 (Hotel) uses, improvements to public realm and pedestrian routes, servicing, ancillary plant and storage, cycle parking and other associated works | 2022-07-08 | 2023-04-19 | Granted | Office | No | Substructure and/or Façade Retained | 1950s | Grade II |  | 10681 |  |  | 10681 | New and retained basement | [6 empty] | 11 | 11 |  |  |  | Twin and Earth | AKT II | Hoare Lea | Hopkins Architects | One Click LCA | Project 124 |  | 2
South Molton Triangle Running Horse Pub | 44569 | 909.5714 | 66.7201 | Westminster | W1K 5LF | 22/04610/FULL | Planning Portal | Part demolition, excavation (including beneath Davies Mews), erection of new buildings and alterations to existing buildings comprising: redevelopment of 60 Brook Street; redevelopment of 48, 50, 56 and 58 Brook Street and 16 Davies Mews behind retained Brook Street facades at; redevelopment behind retained and partially reconstructed facade at 52-54 Brook Street; refurbishment with alterations and addition of turret and gables at 40-46 Brook Street and 40 South Molton Lane; redevelopment behind retained Davies Mews and South Molton Lane elevations and front roof at 1-7 Davies Mews and 28-30 South Molton Lane; refurbishment and alterations at 50 Davies Street; refurbishment with alterations and partial demolition and redevelopment of upper floors at 52-54 Davies Street; redevelopment behind reconstructed and extended facade at 56 Davies Street (including the removal and reinstatement of certain building features), and Brookfield House (44-48 Davies Street and 62 and 64 Brook Street); part demolition of ground floor and refurbishment at 10 South Molton Street; refurbishment and alterations at 15-25, 27 and 42 South Molton Street; all to provide a development of up to 9 storeys including Class B1 (Business), Class A1 (Shops), Class A3 (Restaurant and Cafes), Class A4 (Drinking Establishment), composite use comprising public house and guest accommodation (sui generis), Class C3 (Dwellinghouses), Community Infrastructure and Facilities, and Class C1 (Hotel) uses, improvements to public realm and pedestrian routes, servicing, ancillary plant and storage, cycle parking and other associated works | 2022-07-08 | 2023-04-19 | Granted | Hotel | No | Light Refurbishment | 1840s | Grade II | 619 | 668 | 0 | 7.916% | 49 | New and retained basement | [5 empty] | 5 | 5 | 5 |  |  |  | Twin and Earth | AKT II | Hoare Lea | Hopkins Architects | One Click LCA | Project 125 | 0% | 4
South Molton Triangle SMS and Browns | 449297 | 97.0823 | 97.0823 | Westminster | W1K 5LF | 22/04610/FULL | Planning Portal | Part demolition, excavation (including beneath Davies Mews), erection of new buildings and alterations to existing buildings comprising: redevelopment of 60 Brook Street; redevelopment of 48, 50, 56 and 58 Brook Street and 16 Davies Mews behind retained Brook Street facades at; redevelopment behind retained and partially reconstructed facade at 52-54 Brook Street; refurbishment with alterations and addition of turret and gables at 40-46 Brook Street and 40 South Molton Lane; redevelopment behind retained Davies Mews and South Molton Lane elevations and front roof at 1-7 Davies Mews and 28-30 South Molton Lane; refurbishment and alterations at 50 Davies Street; refurbishment with alterations and partial demolition and redevelopment of upper floors at 52-54 Davies Street; redevelopment behind reconstructed and extended facade at 56 Davies Street (including the removal and reinstatement of certain building features), and Brookfield House (44-48 Davies Street and 62 and 64 Brook Street); part demolition of ground floor and refurbishment at 10 South Molton Street; refurbishment and alterations at 15-25, 27 and 42 South Molton Street; all to provide a development of up to 9 storeys including Class B1 (Business), Class A1 (Shops), Class A3 (Restaurant and Cafes), Class A4 (Drinking Establishment), composite use comprising public house and guest accommodation (sui generis), Class C3 (Dwellinghouses), Community Infrastructure and Facilities, and Class C1 (Hotel) uses, improvements to public realm and pedestrian routes, servicing, ancillary plant and storage, cycle parking and other associated works | 2022-07-08 | 2023-04-19 | Granted | Commercial & Residential | Yes | Retrofit |  | Grade II |  | 4628 |  |  | 4628 | No new basement | [5 empty] | 6 | 6 | 5 |  |  |  | Twin and Earth | AKT II | Hoare Lea | Hopkins Architects | One Click LCA | Project 126 |  | 5
South Molton Triangle South Block | 3537803 | 266.8228 | 266.8228 | Westminster | W1K 5LF | 22/04610/FULL | Planning Portal | Part demolition, excavation (including beneath Davies Mews), erection of new buildings and alterations to existing buildings comprising: redevelopment of 60 Brook Street; redevelopment of 48, 50, 56 and 58 Brook Street and 16 Davies Mews behind retained Brook Street facades at; redevelopment behind retained and partially reconstructed facade at 52-54 Brook Street; refurbishment with alterations and addition of turret and gables at 40-46 Brook Street and 40 South Molton Lane; redevelopment behind retained Davies Mews and South Molton Lane elevations and front roof at 1-7 Davies Mews and 28-30 South Molton Lane; refurbishment and alterations at 50 Davies Street; refurbishment with alterations and partial demolition and redevelopment of upper floors at 52-54 Davies Street; redevelopment behind reconstructed and extended facade at 56 Davies Street (including the removal and reinstatement of certain building features), and Brookfield House (44-48 Davies Street and 62 and 64 Brook Street); part demolition of ground floor and refurbishment at 10 South Molton Street; refurbishment and alterations at 15-25, 27 and 42 South Molton Street; all to provide a development of up to 9 storeys including Class B1 (Business), Class A1 (Shops), Class A3 (Restaurant and Cafes), Class A4 (Drinking Establishment), composite use comprising public house and guest accommodation (sui generis), Class C3 (Dwellinghouses), Community Infrastructure and Facilities, and Class C1 (Hotel) uses, improvements to public realm and pedestrian routes, servicing, ancillary plant and storage, cycle parking and other associated works | 2022-07-08 | 2023-04-19 | Granted | Office | No | Substructure and/or Façade Retained | 1920s | Not listed |  | 13259 |  |  | 13259 | New and retained basement | [6 empty] | 11 | 11 |  |  |  | Twin and Earth | AKT II | Hoare Lea | Hopkins Architects | One Click LCA | Project 127 |  | 2
Thavies Inn House - 3 - 4 Holborn Circus | 4502853 | 372.0751 | 372.0751 | City of London | EC1N 2HA | 21/00885/FULMAJ | Planning Portal |  | 2021-10-14 | 2022-12-02 |  | Office & Retail |  | New Build |  |  |  | 12102 |  |  | 12102 | [7 empty] | 10 | 1 |  |  |  | Sweco |  |  |  |  | Project 130 | 100% | 1
The London Television Centre | 49366717 | 529.5381 | 529.5381 | Lambeth | SE1 9LT | 21/02668/EIAFUL | Planning Portal | 14-storey tower connected by 6-storey podium, ground-level public realm | 2021-07-05 |  |  | Office |  | New Build |  |  |  | 93226 |  |  | 93226 | [7 empty] | 14 | 14 |  |  |  | Arup |  |  |  |  | Project 131 | 100% | 1
Victoria House | 816774 | 209.4292 | 209.4292 | Greenwich | SE18 4LH | 23/2747/F | Planning Portal | Partial demolition of the existing building and addition of rear, third floor of accommodation, and basement Refurbishments with retention of the existing front façade, gable ends and part of the rear façade for a change of use from Sui Generis to provide a care home (Use Class C2), with parking, access, landscaping and other associated works Description for consultation purposes: Retention of the existing front façade and gable ends and partial demolition and three-storey Refurbishment of the rear façade of Victoria House (Locally Listed building), which will be partially over Metropolitan Open Land (MOL), in order to provide a 72 bedroom 3,900 sqm (GIA) Care Home with residential care for the elderly (Use Class C2), which is a change of use from Sui Generis, including associated basement Refurbishment, access, parking, lighting, landscaping and tree removal and planting around the site (This is a Departure from the Development Plan). (This development is within the Woolwich Common Conservation Area and may impact on the setting of the Grade II Listed Royal Herbert Military Hospital). | 2023-10-13 |  | Pending | Residential (inc. student accomodation) | Yes | Substructure and/or Façade Retained | 1900s | Local | 1604 | 3900 | 1604 | 143.1% | 3900 | New | [5 empty] | 3 | 4 | 3 | 1 |  |  | Hodkinson |  |  | Harris Irwin Associates | One Click LCA | Project 136 | 100% | 2
Vine Lane | 1261431 | 515.08 | 515.08 | Camden | WC1V 6PB | 2023/2510/P | Planning Portal |  | 2023-06-27 |  |  | Commercial & Residential |  | New Build |  |  | 0 | 2449 | 0 |  | 2449 | [7 empty] | 5 | 5 |  |  |  | Scotch Partners |  |  |  |  | Project 137 | 100% | 1
Warnford Court | 2837186 | 676.4869 | 311.5048 | City of London | EC2N 2AT | 23/00145/FULMAJ | Planning Portal | Demolition of the fourth and fifth floors, and construction of a part four-part five storey Refurbishment to create a seven storey building for office (Class E) use; creation of roof top plant and terrace space; alterations to the facades and creation of new entrances, provision of cycle parking and end of journey facilities and creation of external amenity terraces. ¦ Warnford Court 29 Throgmorton Street London EC2N 2AT | 2023-02-07 |  | Pending | Office | No | Heavy Refurbishment | 1880s | Not listed | 6795 | 9108 | 1881 | 34.04% | 4194 | New and retained basement | Masonry and steel | Reinforced Concrete | RC Cores / shear walls | RC Cores / shear walls | Capacity enhancement | 5 | 5 | 7 | 5 |  | None required | Arup | Heyne Tillet Steel | Arup | Carmody Groarke | One Click LCA | Project 138 | 27.68% | 3
Waterloo Hub Hotel development - 54 Kennington Road | 2450500 | 274.3199 | 173.4867 | Lambeth | SE1 7BJ | 21/02475/FUL | Planning Portal | Partial demolition of existing hotel, six and seven storey rear Refurbishments, and single storey roof Refurbishment to existing building and new 13 storey tower | 2021-06-21 | 2022-10-28 |  | Hotel | No | Heavy Refurbishment |  | Not listed | 5192 | 14125 |  | 172.1% | 8933 | [7 empty] | 13 | 13 | 1 | 13 |  | Elementa |  |  |  |  | Project 139 | 0% | 3
Formulas:
Submission date = IF(VLOOKUP(Table28[[#This Row],[Site name]],Table3[],7)=0,"",VLOOKUP(Table28[[#This Row],[Site name]],Table3[],7))
Decision date = IF(VLOOKUP(Table28[[#This Row],[Site name]],Table3[],8)=0,"",VLOOKUP(Table28[[#This Row],[Site name]],Table3[],8))

## 15 Year Lifetime
Site name | Assessment Type | A-C carbon emissions per GIA | Borough | Postcode | Planning reference number | Data source | Description | Submission date | Decision date | Final decision | Building typology | Change of use | Classification | Existing building construction date | Listed status | GIA existing | GIA new | GIA demolished | GIA % increase | GIA added new | Basement retention | Existing structural frame | New structural frame | Existing stability system | New stability system | Loading treatment | Existing storeys | New storeys | Above ground stories | Added stories (V) | Added stories (H) | Fire intervention | LCA author / Sustainability consultant | Structural engineer | MEP Engineer | Architect | LCA Software | Project Ref | %demolished | Class Ref
1 Appold Street | Assessment 1 - no decarbonisation | 551 | City of London | EC2M 2QT | 22/01200/FULMAJ | Planning Portal | Partial demolition of existing building. Retention and Refurbishment of existing structure - provide 14-storey. Retention of existing gym and swimming pool at basement level | 2022-12-12 |  | Pending | Office | Yes | Heavy Refurbishment | 1980s | Not listed | 28992 | 51869 | 12718 | 78.91% | 35595 | No new basement | Steel | Steel |  |  |  | 10 | 16 | 14 | 6 |  |  | Hilson Moran | AKT II | MTT | Piercy & Company | One Click LCA | Project 1 | 43.87% | 3
1 Exchange Square London | Assessment 1 - no decarbonisation | 1013 | City of London | EC2A 2JN | 21/00930/FULMAJ | Planning Portal | art demolition of the site for the refurbishment and Refurbishment to the existing facade facing onto Exchange square and upper levels; External alterations and improvements to facades facing onto Bishopsgate and at ground floor including new main entrance and new retail frontages; public realm improvements fronting Bishopsgate including new steps, seating and accessibility improvements; Increased height and widening of Exchange Arcade; creation of a new outdoor retail pavilion terrace to level 1; creation of west Refurbishment terraces; creation of wing Refurbishment terraces; provision of external terraces for occupants at levels 4, 8, 9, 10, 11, 12 and roof terrace on level 13; provision of cycle storage and other works incidental to the development (9,920 sq.m). | 2021-10-27 | 2023-06-14 | Granted | Office & Retail | No | Heavy Refurbishment | 1990s | Not listed | 49262 | 58903 | 0 | 19.57% | 9641 | No new basement | [5 empty] | 15 | 15 | 14 |  |  |  | Sweco | Heyne Tillet Steel | Sweco | Fletcher Priest Architects | One Click LCA | Project 2 | 0% | 3
1 Museum Street | Assessment 1 - no decarbonisation | 1051 | Camden | WC1A 1JR | 2023/2510/P | Planning Portal | Redevelopment of Selkirk House, 166 High Holborn and 1 Museum Street following the substantial demolition of the existing NCP car park and former Travelodge Hotel to provide a mixed-use scheme, providing office, residential, and town centre uses at ground floor level. Works of part-demolition and refurbishment to 10-12 Museum Street, 35-41 New Oxford Street, and 16A-18 West Central Street to provide further town centre ground floor uses and residential floorspace, including affordable housing provision. Provision of new public realm including a new pedestrian route through the site to link West Central Street with High Holborn. Relocation of cycle hire docking stations on High Holborn. | 2023-06-27 |  | Pending | Office & Retail | Yes | New Build | 1960s | Not listed | 18841 | 24791 | 18841 | 31.58% | 24791 | New and retained basement | Reinforced Concrete | Reinforced Concrete |  |  |  | 17 | 19 | 17 | 2 |  |  | Scotch Partners | Heyne Tillet Steel | Scotch Partners | DSDHA | One Click LCA | Project 4 | 100% | 1
1 Southwark Bridge Road | Assessment 1 - no decarbonisation | 968 | Southwark | EC4R 1QS | 21/AP/0599 | Planning Portal | Exising building enhanced and re-clad. Façade and roof coverings replaced, additional storey at roof level, infill Refurbishments | 2021-02-22 | 2022-07-13 | Granted | Office | No | Light Refurbishment | 1980s | Not listed | 18636 | 21363 | 0 | 14.63% | 2727 | No new basement | Reinforced Concrete |  |  |  |  | 7 | 8 | 8 | 1 |  |  | Hurley Palmer Flatt | Webb Yates | Hurley Palmer Flatt | BDG architecture + design | One Click LCA | Project 5 | 0% | 4
100 And 108 Fetter Lane | Assessment 1 - no decarbonisation | 967 | City of London | EC4A 1ES | 21/00534/FULMAJ | Planning Portal | Demolition of 100 Fetter Lane and construction of a new building for office use (Class E) and a flexible commercial unit (Class E(a)(b)(c)(d)), comprising a basement level, ground, mezzanine and 12 upper storeys plus roof plant level, creation of a new pedestrian route and pocket square at ground level, ancillary cycle parking, servicing, plant and enabling works. | 2021-06-18 | 2021-09-29 | Granted | Office | No | New Build | 1950s | Not listed | 6392 | 13553 | 6392 | 112% | 13553 | New | Steel | Reinforced Concrete |  |  |  | 9 | 14 | 13 | 5 |  |  | Waterman Group | Waterman Group | Waterman Group | Fletcher Priest Architects | One Click LCA | Project 8 | 100% | 1
100 Grays Inn Road | Assessment 1 - no decarbonisation | 870 | Camden | WC1X 8AL | 2022/4259/P | Planning Portal | Demolition of 100 Gray’s Inn Road and 127 Clerkenwell Road and the erection of a mixed-use office led (Class E) development comprising a basement, ground plus eight storey building for flexible retail / restaurant / office uses at ground floor and basement (Class E), basement excavation, provision of roof terraces, external plant equipment and enclosures, servicing bay, waste storage, cycle parking, public realm works; partial demolition and Refurbishment of 88 Gray’s Inn Road for use of the upper floors for housing (Class C3) and ground floor as offices (Class E) with associated external alterations and associated works. | 2022-10-11 |  | Pending | Office & Retail | Yes | Substructure and/or Façade Retained | 1960s | Not listed | 7893 | 12747 | 7893 | 61.5% | 12747 | No new basement | Reinforced Concrete | Timber |  |  |  | 9 | 12 | 11 | 3 |  |  | Max Fordham | Heyne Tillet Steel | Max Fordham | Piercy & Company | One Click LCA | Project 9 | 100% | 2
101 Whitechapel High Street | Assessment 1 - no decarbonisation | 1388 | Tower Hamlets | E1 7RA | PA/20/02726/R | Planning Portal | Demolition of 101 Whitechapel High Street, 2 ? 6 Commercial Street and the western annex of the Canon Barnett Primary School; partial demolition and partial retention of 102 - 105 Whitechapel High Street (with internal alterations); and redevelopment to provide a building ranging from ground plus 4-14 storeys, comprising office and retail (Class E); relocation and expansion of the existing school playground; associated cycle parking, hard and soft landscaping another associated works. | 2021-01-12 | 2022-02-22 | Not granted | Office | Yes | Heavy Refurbishment | 1900s | Not listed | 7366 | 40772 | 4693 | 453.5% | 38099 | New | [5 empty] | 5 | 18 | 15 | 13 |  |  | Buro Happold | Buro Happold | Buro Happold | Foster + Partners | One Click LCA | Project 11 | 63.71% | 3
115 - 123 Houndsditch | Assessment 1 - no decarbonisation | 693 | City of London | EC3A 7BR | 21/00622/FULEIA | Planning Portal | Demolition of existing buildings and construction of a new building comprising four basement levels (plus one basement mezzanine), ground floor plus 23 upper storeys, including office use (Class E), flexible retail / cafe use (Class E); community space (Sui Generis), ancillary basement cycle parking, servicing and plant; new public realm and highway works; and other works associated with the development. ¦ 115 - 123 Houndsditch London EC3A 7BU | 2021-07-19 | 2022-02-01 | Granted | Office & Retail | No | New Build | 1980s | Not listed | 14326 | 66881 | 14326 | 366.9% | 66881 | New | [5 empty] | 7 | 28 | 24 | 22 |  |  | Atelier Ten | AKT II | Norman, Disney & Young | Allford Hall Monaghan Morris | One Click LCA | Project 12 | 100% | 1
120 Fleet Street | Assessment 1 - no decarbonisation | 1038 | City of London | EC4A 2BE | 21/00538/FULEIA | Planning Portal | Demolition of existing River Court building, part demolition of basement and foundations, erection of new building with 2 basement levels and ground floor plus 20-storeys. Change of use of Daily Express Building alterations/refurbishment to listed building. | 2021-10-26 | 2021-10-26 |  | Office | Yes | Heavy Refurbishment | 1930s | Grade II* | 58818 | 74065.1667 | 54427.1667 | 25.92% | 69674.3333 | New and retained basement | Reinforced Concrete | Steel |  |  | Minimal intervention | 7 | 23 | 21 | 1 | 21 |  | chapmanbdsp | AKT II | chapmanbdsp | Bjarke Ingels Group | One Click LCA | Project 13 | 92.53% | 3
14-21 Holborn Viaduct | Assessment 1 - no decarbonisation | 1070 | City of London | EC1A 2DE | 21/00755/FULMAJ | Planning Portal | Demolition of existing buildings at 14-21 Holborn Viaduct, 34-35 and 32-33A Farringdon Street, and construction of a new building arranged over 2 basement levels, ground and 10 upper floors to Holborn Viaduct and 12 upper floors to Farringdon Street to provide a new Commercial, Business and Service (Class E) building; new publicly accessible lift to provide step-free access between Holborn Viaduct and Farringdon Street; hard and soft landscaping works and other works incidental to the development. | 2021-09-03 | 2022-02-07 | Granted | Office & Retail | No | Substructure and/or Façade Retained | 1920s | Not listed | 16944 | 35948 |  | 112.2% | 19004 | [6 empty] | 11 | 15 | 13 | 4 |  |  | Hilson Moran | Heyne Tillet Steel | Hilson Moran | PLP Architecture | eTool LCD | Project 14 | 0% | 2
1-5 Lower Marsh | Assessment 1 - no decarbonisation | 742 | Lambeth | SE1 7NT | 23/00357/FUL | Planning Portal | 2 storeys added supported by existing structure's 4th floor slab, small area of 5th floor slab demolished and replaced, small ground floor Refurbishment, façade alterations | 2023-02-02 |  | Pending | Office | No | Heavy Refurbishment | 1990s | Not listed | 4927 | 6294 | 132 | 27.75% | 1499 | No new basement | Reinforced Concrete |  | RC Cores / shear walls |  |  | 6 | 8 | 7 | 2 |  |  | Sweco | Davis Maguire | Sweco | Fathom | One Click LCA | Project 15 | 2.679% | 3
15 Minories, 57-60 & 62 Aldgate High Street And 1 Little Somerset Street | Assessment 1 - no decarbonisation | 1525 | City of London | EC3N 1BJ | 16/00406/FULMAJ | Planning Portal | Demolition of existing buildings and erection of a mixed use building with 3 basement levels | 2016-04-15 |  | Pending | Office | No | New Build | 1970s | Not listed | 20231 | 32613 | 20231 | 61.2% | 32613 | New | [6 empty] | 14 | 13 |  |  |  | Hoare Lea | WSP | Hoare Lea | ACME | One Click LCA | Project 16 | 100% | 1
15-17 Eldon Street | Assessment 1 - no decarbonisation | 786 | City of London | EC2M 7LD | 21/00282/FULMAJ | Planning Portal | Demolition of 5th floor level and Eldon Street facade. Refurbishment and refurbishment of the existing Class E use building to provide a replacement 5th floor level, additional 6th, 7th and 8th floor levels and new facade to Eldon Street. I | 2021-04-09 | 2023-02-14 | Granted | Office | No | Heavy Refurbishment | 1980s | Not listed | 4161 | 5890 | 1009 | 41.55% | 2738 | No new basement | Reinforced Concrete | Steel | RC Cores / shear walls | RC Cores / shear walls | Load balancing at all levels | 7 | 11 | 9 | 4 |  |  | Verte | Frankham Consultancy Group | Butler and Young Associates | Gort Scott |  | Project 17 | 24.25% | 3
166 High Holborn | Assessment 1 - no decarbonisation | 1071 | Camden | WC1V 6PB | 2023/2510/P | Planning Portal | Redevelopment of Selkirk House, 166 High Holborn and 1 Museum Street following the substantial demolition of the existing NCP car park and former Travelodge Hotel to provide a mixed-use scheme, providing office, residential, and town centre uses at ground floor level. Works of part-demolition and refurbishment to 10-12 Museum Street, 35-41 New Oxford Street, and 16A-18 West Central Street to provide further town centre ground floor uses and residential floorspace, including affordable housing provision. Provision of new public realm including a new pedestrian route through the site to link West Central Street with High Holborn. Relocation of cycle hire docking stations on High Holborn. | 2023-06-27 |  | Pending | Commercial & Residential |  | New Build |  |  | 0 | 493 | 0 |  | 493 | [7 empty] | 6 | 6 |  |  |  | Scotch Partners | Arup |  |  |  | Project 18 | 100% | 1
16A-18 West Central Street | Assessment 1 - no decarbonisation | 876 | Camden | WC1A 1JJ | 2023/2510/P | Planning Portal | Demolition of the existing building to leave just the basement walls and slab (existing retaining walls to be temporary propped prior to demolishing the ground floor); and Provide a new build concrete framed residential block with commercial at ground floor and plant space within the existing basement. | 2023-06-27 |  | Pending | Residential (inc. student accomodation) | Yes | Substructure and/or Façade Retained | 1900s | Not listed | 2712 | 3247 | 1718 | 19.73% | 2253 | No new basement | Brickwork and timber | Reinforced Concrete | None |  |  | 3 | 6 | 6 | 3 |  |  | Scotch Partners | Heyne Tillet Steel | Scotch Partners | DSDHA |  | Project 19 | 63.35% | 2
175 Bishopsgate/Exchange Square | Assessment 1 - no decarbonisation | 1013 | City of London | EC2M 3WA | 21/00930/FULMAJ | Planning Portal | Part demolition, Refurbishment to existing façade facing onto square and upper levels. Increase height and widen Arcade. Creation of Refurbishment terraces | 2022-04-04 | 2023-06-14 | Granted | Office & Retail | No | Light Refurbishment | 1980s | Not listed | 55000 | 58903 | 5500 | 7.096% | 9403 | No new basement | Reinforced Concrete | Steel |  |  | Minimal intervention | 12 | 12 | 12 |  |  |  | Sweco |  |  | Fletcher Priest Architects |  | Project 20 | 10% | 4
18 Blackfriars Road - Office Building | Assessment 1 - no decarbonisation | 1037 | Southwark | SE1 9JU | 23/AP/1854 | Planning Portal | 45-storey building above podium. Improvements to existing public house | 2023-07-05 |  |  | Office |  | New Build |  |  |  | 116381 |  |  | 116381 | [7 empty] | 48 | 48 |  |  |  | Arup |  |  |  |  | Project 21 | 100% | 1
18 Blackfriars Road - Paris Building | Assessment 1 - no decarbonisation | 1170 | Southwark | SE1 9JU | 23/AP/1854 | Planning Portal | 22 storey building above podium comprising of affordable residential accommodation. |  |  |  | Residential (inc. student accomodation) |  | New Build |  |  |  | 19384 |  |  | 19384 | [7 empty] | 25 | 25 |  |  |  | Arup |  |  |  |  | Project 22 | 100% | 1
18 Blackfriars Road - Stamford Building | Assessment 1 - no decarbonisation | 1226 | Southwark | SE1 9JU | 23/AP/1854 | Planning Portal | Erection of ground plus 3-storey podium (retail, leisure), 2 basement levels. 2 residential buildings of 22 and 40 storeys above podium. | 2023-07-04 |  |  | Residential (inc. student accomodation) |  | New Build |  |  |  | 39578 |  |  | 39578 | [7 empty] | 42 | 40 |  |  |  | Arup |  |  |  |  | Project 23 | 100% | 1
181 Talgarth Road | Assessment 1 - no decarbonisation | 807 | Hammersmith and Fulham | W6 8DN | 2021/03561/FUL | Planning Portal | Currently clear site, erection of two buildings | 2021-11-04 | 2022-08-11 |  | Residential (inc. student accomodation) |  | New Build |  |  |  | 16943 |  |  | 16943 | [7 empty] | 16 | 16 |  |  |  | Stroma |  |  |  |  | Project 24 | 100% | 1
18-20 Savile Row | Assessment 1 - no decarbonisation | 1040 | Westminster | W1S 3PW | 22/03276/FULL | Planning Portal | Demolition of all existing buildings, excavation to deepen existing basement, and redevelopment to provide an eight storey building plus one storey basement comprising flexible retail (Class E(a)) and/or restaurant (Class E(b)) floorspace and tailoring floorspace (Class E(a), Class E(g)(ii) & Class E(g)(iii)) at part ground floor; and office floorspace (Class E(g)(i)) at part ground and on all upper floors; external terraces and associated hard and soft landscaping; cycle parking; replacement of commemorative plaque and other associated works. ¦ Development Site At 18 - 20 Savile Row London | 2022-05-16 | 2024-03-02 | Not granted | Office & Retail | No | New Build | 1950s | Not listed | 7684 | 8724 | 7684 | 13.53% | 8724 | New and retained basement | Reinforced Concrete | Steel | RC Cores / shear walls | RC Cores / shear walls |  | 9 | 9 | 8 | 8 |  |  | Norman, Disney & Young | Elliot Wood | Norman, Disney & Young | Fathom | One Click LCA |  | 100% | 1
19-35 Baker Street | Assessment 1 - no decarbonisation | 1095 | Westminster | W1U 6DD | 16/11376/FULL | Planning Portal | Demolition of the existing buildings at 19-35 Baker Street, 88-110 George Street, 69-71 Blandford Street and redevelopment to create a mixed use scheme providing offices (Class B1), retail (Class A1 and flexible Class A1/A3 units) and up to 51 residential units (Class C3) within a new ground plus nine storey building (and an enclosed plant area) on Baker Street; a new stepped ground plus four to ground plus six storey building on George Street; refurbishment, Refurbishment and the change of use of the first floor from office to residential at 30 Gloucester Place; creation of a single storey basement level linking the Baker Street and George Street buildings to provide car and cycle parking, refuse and servicing; creation of a new central, publically accessible courtyard; removal of 5 trees and replacement trees across the site, a new publically accessible route at ground level connecting Baker Street and Gloucester Place; associated plant, landscaping, replacement pavements in part and other associated works. (Linked application 16/11377/LBC) (Revised scheme i. Stepping back at level 8 and above to Baker Street building. ii. Details of buidling line of Baker Street building. iii. Details of servicing arrangements. iv. Details of distribution of Class A1 and A3 uses within the scheme) | 2016-11-29 | 2019-03-27 | Granted | Office, Retail & Residential |  | New Build | 1970s |  | 20087 | 49561 |  | 146.7% | 29474 | New | [6 empty] | 10 | 9 |  |  |  | Arup | AKT II | Arup | Hopkins Architects |  | Project 25 | 100% | 1
19-35 Sylvan Grove | Assessment 1 - no decarbonisation | 790 | Southwark | SE15 1PD | 23/AP/0582 | Planning Portal | 2 buildings of up to 7 storeys and 34 storeys. Partial demolition, erection of new mixed-use building. | 2023-03-02 |  | Pending | Residential (inc. student accomodation) |  | Heavy Refurbishment | 1920s | Not listed | 2154 | 27476 | 1720 | 1176% | 27042 | New | Masonry and steel | Reinforced Concrete | Moment frame | Cores and bracing | Load balancing at all levels | 2 | 36 | 35 |  | 36 |  | Introba | Civic Engineers |  | TP Bennett |  | Project 26 | 79.85% | 3
2 Trafalgar Way | Assessment 1 - no decarbonisation |  | Tower Hamlets | E14 5SP | 20/01402/A2 | Planning Portal | Redevelopment of the site to provide a new mixed use building including student accommodation units and associated uses | 2020-07-02 | 2022-06-30 |  | Residential (inc. student accomodation) |  | New Build | [6 empty] | 0 | [7 empty] | 48 | 46 | [8 empty] | Project 29 | 100% | 1
20 Giltspur Street | Assessment 1 - no decarbonisation | 982 | City of London | EC1A 9DD | 22/00867/FULMAJ | Planning Portal | Alteration and Refurbishment of existing building. Infill Refurbishments at upper levels (uppermost floor extended to area of lower floors) . Altered and additional entrances. Altered plant enclosure. Façade alterations. | 2022-09-12 | 2022-12-12 |  | Office | No | Heavy Refurbishment | 2000s | Not listed | 8734 | 11184 | 2023.6 | 28.05% | 4473.6 | No new basement | Steel | Steel | RC Cores / shear walls | RC Cores / shear walls | Load balancing at all levels | 7 | 6 | 6 |  |  | None required | Norman Disney & Young | Elliot Wood | Norman, Disney & Young | Buckley Gray Yeoman |  | Project 30 | 23.17% | 3
216-220 Blackfriars Road | Assessment 1 - no decarbonisation | 1452 | Southwark | SE1 9JU | 20/AP/3250 | Planning Portal | Part 22 and part15 storeys + 3 basement levels, | 2020-11-03 | 2022-07-20 |  | Commercial & Residential |  | New Build |  |  |  | 40097 |  |  | 40097 | [7 empty] | 25 | 22 |  |  |  | WSP |  |  |  |  | Project 31 | 100% | 1
2-3 Finsbury Avenue | Assessment 1 - no decarbonisation |  | City of London | EC2M 2PA | 20/00869/FULEIA | Planning Portal | Demolition of existing buildings and new building with 3 basement levels and ground plus 37 storeys. | 2020-11-04 | 2021-08-19 |  | Office |  | New Build |  |  |  | 105733 |  |  | 105733 | [7 empty] | 40 | 37 |  |  |  | Atelier Ten |  |  |  |  | Project 32 | 100% | 1
25 Mandela Way | Assessment 1 - no decarbonisation | 906 | Southwark | SE1 5SZ | 23/AP/0950 | Planning Portal | Up to 4-storey building. | 2023-04-04 |  |  | Industrial |  | New Build |  |  |  | 15118 |  |  | 15118 | [7 empty] | 4 | 4 |  |  |  | ADW Development |  |  |  |  | Project 33 | 100% | 1
257-283 Ilderton Road | Assessment 1 - no decarbonisation | 708 | Southwark | SE15 1EZ | 23/AP/1317 | Planning Portal | 30-storey accommodation block and 10-storey storage facility.Plants on roof | 2023-05-09 |  |  | Residential (inc. student accomodation) |  | New Build |  |  |  | 29541 |  |  | 29541 | [7 empty] | 30 | 30 |  |  |  | Atelier Ten |  |  |  |  | Project 34 | 100% | 1
26 To 46 Lisson Grove | Assessment 1 - no decarbonisation | 1248 | Westminster | NW1 6TT | 22/05145/FULL | Planning Portal | Reuse part of existing basement | 2022-07-28 | 2023-01-06 |  | Office & Retail | No | Substructure and/or Façade Retained | 1960s | Not listed | 6192 | 10624 | 4404 | 71.58% | 8836 | No new basement | [5 empty] | 5 | 8 | 7 | 3 |  |  | Sweco |  |  |  |  | Project 35 | 71.12% | 2
302-312 Stratford High Street | Assessment 1 - no decarbonisation | 910 | London Legacy Development Corporation | E15 1AJ | 22/00098/FUL | Planning Portal | Demolition of existing buildings and redevelopment of the site to provide a part 12, part 25 storey building (plus 2 basement levels) for a mixed-use development comprising 465 student accommodation rooms (Sui Generis), 786sqm workspace (Class E), a new public house consisting of 141sqm (Sui Generis) with hard and soft landscaping, public realm improvements including enhancements to the Channelsea River, a new vehicular access, parking and associated works. This application is accompanied by an Environmental Statement (ES) (dated February 2022) submitted pursuant to the Town and Country Planning (Environmental Impact Assessment) Regulations (2017), as amended | 2022-03-16 | 2023-05-22 | Granted | Commercial & Residential | No | New Build | 1930s | Not listed | 1337 | 16203 | 1337 | 1112% | 16203 | New | [5 empty] | 3 | 27 | 25 | 27 |  |  | Elementa | Meinhardt | Meinhardt | Henley Halebrown | One Click LCA | Project 36 | 100% | 1
330 Grays Inn Road | Assessment 1 - no decarbonisation | 1227 | Camden | WC1X 8DA | 2023/0904/P | Planning Portal | Retention of an existing building with a two storey Refurbishment, and demolition of all other buildings | 2023-03-03 |  | Pending | Office, Retail & Residential | Yes | Heavy Refurbishment | 1870s | Not listed | 12811 | 35681 | 12097.38 | 178.5% | 34967.38 | New and retained basement | Masonry and steel | Reinforced Concrete | RC Cores / shear walls | RC Cores / shear walls | Load balancing at foundations | 3 | 2 | 5 | 2 | 15 |  | XCO2 | WSP |  | Allford Hall Monaghan Morris | One Click LCA | Project 37 | 94.43% | 3
334-348 Oxford Street | Assessment 1 - no decarbonisation | 1437 | Westminster | W1C 1JG | 21/05110/FULL | Planning Portal | Alterations and Refurbishments to, and partial demolition of, existing building to provide partly extended and refurbished, and partly new, building comprising deepened basement, ground, and nine upper floors | 2021-07-26 | 2022-03-01 | Granted | Office & Retail | No | Heavy Refurbishment | 1970s | Not listed | 33632 | 43040 | 0 | 27.97% | 9408 | New and retained basement | [5 empty] | 8 | 11 | 10 | 3 |  |  | Atelier Ten | AKT II | Atelier Ten | Allford Hall Monaghan Morris | One Click LCA | Project 38 | 0% | 3
38-42 Southwark Bridge Road | Assessment 1 - no decarbonisation | 1108 | Southwark | SE1 9EJ | 22/AP/4006 | Planning Portal |  | 2022-11-23 |  |  | Office |  | New Build |  |  |  | 16870 |  |  | 16870 | [7 empty] | 7 | 7 |  |  |  | Arup |  |  |  |  | Project 39 | 100% | 1
38-70 Baker Street | Assessment 1 - no decarbonisation | 866 | Westminster | W1U 7BT | 22/08200/FULL | Planning Portal | Reuse of existing basement | 2022-12-01 |  |  | Commercial & Residential | No | Substructure and/or Façade Retained | 1950s | Not listed | 19618 | 33223 | 19618 | 69.35% | 33223 | No new basement | [5 empty] | 7 | 10 | 9 | 3 |  |  | Buro Happold |  |  |  |  | Project 40 | 100% | 2
45 Hornsey Road | Assessment 1 - no decarbonisation | 1046 | Islington | N7 7DD | P2022/1943/FUL | Planning Portal | Demolition of existing building and structure and erection of 12-storey building and refurb. of railway arches | 2022-05-25 | 2023-07-18 |  | Residential (inc. student accomodation) |  | New Build |  |  |  | 9983 |  |  | 9983 | [7 empty] | 12 | 12 |  |  |  | Energist |  |  |  |  | Project 41 | 100% | 1
458 Oxford Street | Assessment 1 - no decarbonisation | 964 | Westminster | W1C 1AP | 21/04502/FULL | Planning Portal |  | 2021-07-02 | 2022-03-07 |  | Office |  | New Build |  |  |  | 60777 |  |  | 60777 | [7 empty] | 11 | 9 |  |  |  | Arup | Arup | Arup | Pilbrow & Partners | One Click LCA | Project 42 | 100% | 1
47-50 Mark Lane | Assessment 1 - no decarbonisation | 823 | City of London | EC3R 7QQ | 22/01245/FULMAJ | Planning Portal | Demolition of existing buildings and structures, retention of existing basement, construction of new ground plus 11-storey building with plant above. | 2022-12-21 | 2023-03-22 |  | Office | No | Substructure and/or Façade Retained | 1960s | Not listed | 16523 | 30218 | 16523 | 82.88% | 30218 | No new basement | [6 empty] | 11 | 11 | 11 |  |  | GXN Innovation | AKT II | Atelier Ten | Orms Designers and Architects | One Click LCA | Project 43 | 100% | 2
55 Gracechurch Street | Assessment 1 - no decarbonisation | 1071 | City of London | EC3V 0EE | 20/00671/FULEIA | Planning Portal | Demolition of existing buildings. New building with basement levels and ground floor plus 29 storeys. | 2020-08-24 | 2021-01-26 |  | Office |  | New Build |  |  |  | 33202 |  |  | 33202 | [7 empty] | 32 | 29 |  |  |  | TFT |  |  |  |  | Project 47 | 100% | 1
61 - 65 Holborn Viaduct London EC1A 2FD | Assessment 1 - no decarbonisation | 1134 | City of London | EC1A 2DE | 21/00781/FULMAJ | Planning Portal | Erection of new ground plus 12-storey building with 2 basement levels, existing single storey basement wall is re-used | 2021-09-13 | 2022-02-01 |  | Residential (inc. student accomodation) |  | New Build |  |  |  | 20463 |  |  | 20463 | [7 empty] | 14 | 12 |  |  |  | Hodkinson |  |  |  |  | Project 48 | 100% | 1
6-12 Verney Road | Assessment 1 - no decarbonisation | 1015 | Southwark | SE16 3FN | 23/AP/0948 | Planning Portal | Up to 4-storey building. | 2023-04-05 |  |  | Industrial |  | New Build |  |  |  | 20864 |  |  | 20864 | [7 empty] | 4 | 4 |  |  |  | Insignis |  |  |  |  | Project 49 | 100% | 1
63 - 66 Coleman Street | Assessment 1 - no decarbonisation | 778 | City of London | EC2R 5AN | 21/00694/FULMAJ | Planning Portal | Front façade retention | 2021-08-09 | 2022-12-14 |  | Office & Retail | No | Substructure and/or Façade Retained | 1870s | Not listed | 3851 | 5220 | 3851 | 35.55% | 5220 | [6 empty] | 8 | 10 | 9 | 2 |  |  | FLATT | Heyne Tillet Steel | FLATT | Emrys Architects | One Click LCA | Project 50 | 100% | 2
63 New Bond Street | Assessment 1 - no decarbonisation | 810 | Westminster | W1S 1RJ | 23/08027/FULL | Planning Portal | Alteration and extension of the existing buildings, including partial demolition and retention and retrofit to provide a building with basement, ground and ten upper floors, setback at fifth to eighth floors with terraces, setback at ninth floor with terrace and plant, and a roof terrace with lift over run and pavilion at the tenth floor, with satellite dish, green roof and solar photo voltaic panels on its roof, and associated works, to provide for retail (Class E (a)) and office (Class E(g)(i)) uses together with associated ancillary spaces to those uses. ¦ Fenwicks 58 - 63 New Bond Street London W1S 1RJ | 2023-11-20 | 2024-03-02 | Granted | Office & Retail | No | Heavy Refurbishment | 1800s | Not listed | 15079 | 18617 |  | 23.46% | 3538 | New and retained basement | Masonry and steel | Reinforced Concrete | RC Cores / shear walls | RC Cores / shear walls | Capacity enhancement | 7 | 4 | 6 | 4 |  |  | Buro Happold | Buro Happold | Buro Happold | Foster + Partners | One Click LCA |  | 0% | 3
65 Gresham St | Assessment 1 - no decarbonisation | 552 | City of London | EC2V 7NQ | 22/00848/FULMAJ | Planning Portal | Horizontal Refurbishment at 8th and 9th floor levels and three-storey vertical Refurbishment plus plant enclosure to create Class E floorspace; alterations and refurbishment to existing windows and facades; structural alterations and repositioning of cores; creation of new and refurbished entrances on Gresham Street and at the junction of Aldermanbury and Love Lane; creation of inset balconies; creation of roof terraces at levels 8, 10 and 12; removal and replacement of plant and installation of PV; public realm improvements for new hard and soft landscaping; removal of ground floor mezzanine level facilitating the provision of retail frontages and retail units to Aldermanbury; provision of cycle storage and other works incidental to the development. ¦ 65 Gresham Street London EC2V 7NQ | 2022-09-07 |  | Pending | Office | No | Heavy Refurbishment | 2000s | Not listed | 41136 | 54290 | 0 | 31.98% | 13154 | No new basement | [5 empty] | 12 | 17 | 14 | 5 | 2 |  | Longevity Partners | Buro Happold | Atelier Ten | Squire and Partners | One Click LCA | Project 51 | 0% | 3
7 Brannan Street | Assessment 1 - no decarbonisation |  | Tower Hamlets | E14 9ZR | [15 empty] | 0 | [17 empty] | Project 52 |  | 0
7 Millbank | Assessment 1 - no decarbonisation | 1494 | Westminster | SW1P 3JA | 21/01508/FULL | Planning Portal |  | 2021-03-10 | 2022-02-08 |  | Office |  | New Build |  |  |  | 19414 |  |  | 19414 | [7 empty] | 10 | 8 |  |  |  | Hilson Moran |  |  |  |  | Project 53 | 100% | 1
70 Gracechurch Street | Assessment 1 - no decarbonisation | 1374 | City of London | EC3V 0XL | 20/00671/FULEIA | Planning Portal | Demolition of existing buildings. New building with basement levels and ground floor plus 33 storeys | 2020-10-13 | 2021-09-29 |  | Office |  | New Build |  |  |  | 60616 |  |  | 60616 | [7 empty] | 37 | 33 |  |  |  | TFT |  |  |  |  | Project 54 | 100% | 1
747-759 & 765-775 Old Kent Road | Assessment 1 - no decarbonisation | 746 | Southwark | SE15 1NZ | 23/AP/1862 | Planning Portal | Building A: 33 storeys + basement. B: 19 storeys. C: 15 storeys. D: 20 storeys | 2023-07-03 |  |  | Residential (inc. student accomodation) |  | New Build |  |  |  | 51386 |  |  | 51386 | [7 empty] | 35 | 33 |  |  |  | Whitecode |  |  |  |  | Project 55 | 100% | 1
76-78 Upper Ground | Assessment 1 - no decarbonisation | 829 | Lambeth | SE1 9PZ | 21/01142/FUL | Planning Portal | Refurbishment, partial demolition and Refurbishment of the existing building, 80% retention. New core. Plant on roof extended. | 2021-03-19 | 2021-12-23 |  | Office | No | Heavy Refurbishment | 1980s | Grade II | 27790 | 38840 | 5060 | 39.76% | 16110 | No new basement | [5 empty] | 6 | 7 | 6 | 1 | 4 |  | Watkins Payne | Heyne Tillet Steel | Watkins Payne Partnership | Allford Hall Monaghan Morris | One Click LCA | Project 56 | 18.21% | 3
79-87 Westminster Bridge Road | Assessment 1 - no decarbonisation | 923 | Lambeth | SE1 7XT | 20/03539/FUL | Planning Portal | Erection of ground plus 14-storey building and two basement levels | 2020-10-13 |  |  | Hotel |  | New Build |  |  |  | 8529 |  |  | 8529 | [7 empty] | 16 | 14 |  |  |  | Meinhardt |  |  |  |  | Project 57 | 100% | 1
8 - 12 New Bridge Street | Assessment 1 - no decarbonisation | 1227 | City of London | EC4V 6AL | 22/00622/FULMAJ | Planning Portal | Part demolition of Fleet House, full demolition of St Bride's Tavern (basement levels retained). Erection of 8-storey building | 2022-07-07 | 2023-01-31 |  | Office | No | Heavy Refurbishment | 1950s | Not listed | 5612 | 7810 | 1332 | 39.17% | 3530 | No new basement | Reinforced Concrete |  | RC Cores / shear walls | RC Cores / shear walls | Horizontal Refurbishment | 8 | 11 | 10 | 1 | 11 |  | Hoare Lea | AKT II | Hoare Lea | HOK International | One Click LCA | Project 58 | 23.73% | 3
80 Charlotte Street Gallery | Assessment 1 - no decarbonisation |  |  | W1T 4QS | [15 empty] | 0 | [5 empty] | Minimal intervention | [11 empty] | Project 60 |  | 0
81-103 King's Road | Assessment 1 - no decarbonisation | 1236 | Kensington and Chelsea | SW3 4NX | PP/23/00968 | Planning Portal | Demolition of existing building and redevelopment for new building up to four storeys and basement. 10% basement retained. | 2023-02-07 |  |  | Office | No | Substructure and/or Façade Retained | 1980s | Not listed | 9790 | 16138 | 5831 | 64.84% | 12179 | No new basement | [5 empty] | 5 | 5 | 4 |  |  |  | Ramboll | Robert Bird Group | Ramboll | Pilbrow & Partners | One Click LCA | Project 62 | 59.56% | 2
85 Gracechurch Street | Assessment 1 - no decarbonisation | 1306 | City of London | EC3V 0AA | 22/01155/FULEIA | Planning Portal | Partial demolition of existing building (Gracechurch Street frontage adapted) and the construction of a 32 storey building plus basement levels | 2022-11-30 | 2023-10-11 | Granted | Office & Retail | No | Substructure and/or Façade Retained | 1930s | Not listed | 8035 | 37746 | 8035 | 369.8% | 37746 | New and retained basement | Steel |  |  |  |  | 10 | 37 | 33 | 27 |  |  | Sweco | Robert Bird Group |  | Woods Bagot |  | Project 63 | 100% | 2
88 Grays Inn Road | Assessment 1 - no decarbonisation | 509 | Camden | WC1X 8AA | 2022/4259/P | Planning Portal | Existing building is being retained and refurbished | 2022-10-11 |  |  | Commercial & Residential | Yes | Retrofit | 1960s | Not listed | 1280 | 1149 | 0 | -10.23% | 0 | No new basement | Reinforced Concrete |  |  |  |  | 4 | 4 | 4 |  | 2 |  | Max Fordham | Heyne Tillet Steel | Max Fordham | Piercy & Company | One Click LCA | Project 64 | 0% | 5
90 Whitfield | Assessment 1 - no decarbonisation |  |  | W1T 4EZ | [15 empty] | 0 | [17 empty] | Project 66 |  | 0
9-10 and 11 Angel Court | Assessment 1 - no decarbonisation | 1203 | City of London | EC2R 7BH | 22/00860/FULMAJ | Planning Portal | Demolition of the existing buildings except 9-10 Angel Court façade (up to 4th floor), new building constructed behind that façade, replica façade of 11 Angel Court up to 3rd floor, over 3 basement levels, ground mezzanine and 9 upper floors plus plant room. | 2022-09-08 | 2023-02-22 |  | Hotel |  | New Build |  |  |  | 4878 |  |  | 4878 | [7 empty] | 12 | 9 |  |  |  | Greengage |  |  |  |  | Project 67 | 100% | 1
99 City Road | Assessment 1 - no decarbonisation | 1076 | Islington | EC1Y 9DD | P2023/1070/FUL | Planning Portal | Majority of original foundations kept, new façade, core and column added, ground floor to be set back. 63% retention of existing structure. | 2023-04-17 |  |  | Office & Retail |  | Heavy Refurbishment | 1990s | Not listed | 21667 | 64873 | 8016.79 | 199.4% | 51222.79 |  |  |  |  | RC Cores / shear walls |  | 10 | 36 | 35 |  | 35 |  | Twin and Earth |  |  |  |  | Project 68 | 37% | 3
Apollo Business Centre, 158 Trundley's Road | Assessment 1 - no decarbonisation | 851 | Lewisham | SE8 5JE | DC/23/130258 | Planning Portal | Mixed-use redevelopment of the site for a new building comprising part 10, part 26 storeys. 50% GGBS in superstructure concrete mix | 2023-02-02 |  |  | Commercial & Residential |  | New Build |  |  |  | 23204 |  |  | 23204 | [7 empty] | 27 | 26 |  |  |  | Greengage |  |  |  |  | Project 69 | 100% | 1
Borough Triangle Site | Assessment 1 - no decarbonisation | 764 | Southwark | SE1 6BN | 22/AP/3149 | Planning Portal | Demolition of all existing buildings/structures, except 82 and part 83 Borough Road (retained, altered and refurbsihed). Basement construction, 4 new buildings with 5-46 storey heights. | 2022-09-05 |  |  | Office & Retail |  | New Build |  |  |  | 93367 |  |  | 93367 | [7 empty] | 46 | 46 |  |  |  | Whitecode |  |  |  |  | Project 70 | 100% | 1
Boundary House 7 - 17 Jewry Street London EC3N 2EX | Assessment 1 - no decarbonisation | 1391 | City of London | EC3N 2AF | 21/00826/FULMAJ | Planning Portal | Demolition of existing builiding and the erection of a basement, ground plus part 14 and part 6 storey building plus plant. | 2021-09-30 | 2022-07-19 |  | Hotel |  | New Build |  |  |  | 11158 |  |  | 11158 | [7 empty] | 15 | 14 |  |  |  | Hoare Lea |  |  |  |  | Project 71 | 100% | 1
British Library Extension | Assessment 1 - no decarbonisation | 1213 | City of London | EC3N 2AF | 21/00826/FULMAJ | Planning Portal | Demolition of existing builiding and the erection of a basement, ground plus part 14 and part 6 storey building plus plant. | 2021-09-30 | 2022-07-19 |  | Hotel |  | New Build |  |  |  | 11158 |  |  | 11158 | [7 empty] | 15 | 14 |  |  |  | Hoare Lea |  |  |  |  | Project 71 | 100% | 1
Burgess Industrial Park Parkhouse Street | Assessment 1 - no decarbonisation | 678 | Southwark | SE5 7TJ | 21/AP/1342 | Planning Portal | 12 blocks of betweeen 2-13 storeys | 2021-04-19 |  |  | Commercial & Residential |  | New Build |  |  |  | 39696 |  |  | 39696 | [7 empty] | 12 | 12 |  |  |  | Waterman Building Services |  |  |  |  | Project 73 | 100% | 1
Bury House - 31 Bury Street | Assessment 1 - no decarbonisation | 1002 | City of London | EC3A 5AR | 20/00848/FULEIA | Planning Portal | The use of prefabricated structural and façade systems present opportunities for material effieincy, which have been explored and incorporated into the proposed design. Further material efficiency opportunities have been explored by retionalising structural gris and assessing different foundation options to minimise material use. Another key opportunity is the possibility to develop an all electric servicing strategy, with the use of heat pumps, in order to minimise operational carbon emissions, which will also benefit from the decarbonisation of the electricity grid. There are opportunities to reuse and recover materials from the existing development, to be identified in the pre-demolition audit. As a constraint, the small roof area compared to the building's total floor area, which needs to accomodate the centralised heating and cooling plant, makes the installation of PV panels to further reduce the operational carbon emissions unfeasible. | 2020-10-28 |  |  | Office & Retail |  | New Build |  |  |  | 30170 |  |  | 30170 | [7 empty] | 50 | 46 |  |  |  | Hoare Lea |  |  |  |  | Project 74 | 100% | 1
Buspace Studios | Assessment 1 - no decarbonisation | 868 | Kensington and Chelsea | W10 5AP | PP/22/07709 | Planning Portal | Erection of 2 buildings with groundfloor connection | 2023-11-23 |  |  | Commercial & Residential |  | New Build |  |  |  | 9450 |  |  | 9450 | [7 empty] | 6 | 5 |  |  |  | XCO2 |  |  |  |  | Project 75 | 100% | 1
Canada Water Dockside Plot A1 | Assessment 1 - no decarbonisation | 1244 | Southwark | SE16 7PJ | 21/AP/2655 | Planning Portal | Plot A1 and A2 share basements. Ground plus mezzanine and 24 storeys | 2022-10-12 |  |  | Office |  | New Build |  |  |  | 61551 |  |  | 61551 | [7 empty] | 25 | 24 |  |  |  | Atelier Ten |  |  |  |  | Project 76 | 100% | 1
Canada Water Dockside Plot A2 | Assessment 1 - no decarbonisation | 1397 | Southwark | SE16 7PJ | 23/AP/0565 | Planning Portal | Erection of 11-storey building with 1 basement level | 2022-10-12 |  |  | Office |  | New Build |  |  |  | 35196 |  |  | 35196 | [7 empty] | 12 | 11 |  |  |  | Arup |  |  |  |  | Project 77 | 100% | 1
Castle & Fitzroy House 37 - 45 Paul Street | Assessment 1 - no decarbonisation | 1177 | Islington | EC2A 4UY | P2022/2893/FUL | Planning Portal | commercial building of 9 storeys (incl. lower ground and basement level) | 2022-08-31 | 2023-10-12 |  | Office |  | New Build |  |  |  | 32541 |  |  | 32541 | [7 empty] | 12 | 11 |  |  |  | Hoare Lea |  |  |  |  | Project 78 | 100% | 1
Church street residential development London | Assessment 1 - no decarbonisation | 1164 | Westminster | NW8 8EX | 21/08160/COOUT | Planning Portal |  | 2021-11-23 | 2023-06-30 |  | Commercial & Residential |  | New Build |  |  |  | 42683 |  |  | 42683 | [7 empty] | 14 | 13 |  |  |  | Max Fordham |  |  |  |  | Project 79 | 100% | 1
Colechurch House | Assessment 1 - no decarbonisation | 1474 | Southwark | SE1 2SX | 20/AP/3013 | Planning Portal | Erection of elevated 22-storey building, 4 storey basement, plant areas | 2020-10-12 |  |  | Office & Retail |  | New Build |  |  |  | 48178 |  |  | 48178 | [7 empty] | 26 | 22 |  |  |  | Sweco |  |  |  |  | Project 80 | 100% | 1
Cripplegate House 1 Golden Lane | Assessment 1 - no decarbonisation | 619 | City of London | EC1Y 0RR | 22/00202/FULMAJ | Planning Portal | Heritage building: retained. 90s Refurbishment: floors, core and structure retained. Floors extended. Northern elevation replaced and others reclad. Roof Refurbishment. | 2022-03-28 | 2022-11-01 |  | Office | No | Light Refurbishment | 1890s | Grade II | 12988.67 | 15649 | 1443.1856 | 20.48% | 2588 | No new basement |  | Steel | RC Cores / shear walls | RC Cores / shear walls |  | 9 | 13 | 12 | 3 |  |  | Hawkins Brown | London Structures Lab |  | HawkinsBrown | One Click LCA | Project 81 | 11.11% | 4
Dyne House | Assessment 1 - no decarbonisation | 1017 | Haringey | N6 5EE | HGY/2023/0328 | Planning Portal | Redevelopment of Dyne House, to include: 1) Retention, refurbishment, Refurbishment and basement works to the principal five storey Dyne House structure (plus plant and lift over run); 2) Demolition and redevelopment of the rear Refurbishment and associated buildings to the rear, with erection of a new part one and part two storey structure, together with new basement levels; 3) Retention of the Parade Ground open space, with new multi-use surface; 4) Associated improvements to the Island Site access and underground tunnel, including: demolition of existing service block and erection of a replacement part one and part two storey structure; and 5) Associated landscaping and improved provision for emergency services, servicing and disabled parking. | 2023-03-08 |  | Pending | School | No | Heavy Refurbishment | 1960s | Not listed | 3019 | 6216 | 925 | 105.9% | 4122 | New and retained basement | Reinforced Concrete | Timber and steel |  | RC Cores / shear walls |  | 6 | 6 | 5 |  | 4 |  | AECOM | Expedition Engineering | AECOM | Hopkins Architects | One Click LCA | Project 82 | 30.64% | 3
Edward Rudolph House, 69-85 Margery Street | Assessment 1 - no decarbonisation | 409 | Islington | WC1X 0JL | P2023/2059/FUL | Planning Portal | Demolition of existing building and erection of a 4-storey office building, plant encosure to roof | 2023-08-02 |  |  | Office |  | New Build |  |  |  | 4960 |  |  | 4960 | [7 empty] | 4 | 4 |  |  |  | Verte |  |  |  |  | Project 83 | 100% | 1
Elephant And Castle Shopping Centre Site | Assessment 1 - no decarbonisation |  | Southwark | SE17 1EU | 21/AP/1104 | Planning Portal | Multiple buiulding development | 2021-03-29 | 2021-07-29 |  | Commercial & Residential |  | New Build |  |  |  | 7330 |  |  | 7330 | [12 empty] | Hoare Lea |  |  |  |  | Project 84 | 100% | 1
Evelina Children's Hospital | Assessment 1 - no decarbonisation | 1690 | Lambeth | SE1 7EH | 21/01869/FUL | Planning Portal | 12 storey building plus 2 storey basement with 5 storey link Refurbishment | 2021-01-26 |  |  | Hospital/Medical |  | New Build |  |  |  | 27306 |  |  | 27306 | [7 empty] | 14 | 12 |  |  |  | AECOM |  |  |  |  | Project 85 | 100% | 1
Former Blackfriars Crown Court | Assessment 1 - no decarbonisation | 1440 | Southwark | SE1 0BT | 22/AP/1347 | Planning Portal | Minor material amendments to planning permission 20/AP/1537 [approval date: 06.05.2021] for the development of the site including partial demolition, Refurbishments and alterations to provide a commercial building with community uses. The amendments comprise: - basement and structural alterations including deepened and extended basement and revised piling approach; - cross laminated timber floor construction changed to concrete plank system; - addition of external structural columns on Sawyer Street façade; - internal reconfiguration including consolidation of cores, relocated refuse store, revised cycle parking and end of journey facilities, revised affordable workspace and community auditorium design; - fire strategy updates; - external alterations to doors and repositioning of south-east external stair; - relocation of visitor cycle parking; - rooftop amendments including revised swimming pool and atrium, revised roof plant enclosures, revised Community Pavilion layout, provision of additional office space; and - the addition of 37 more trees. ¦ Site Of The Former Blackfriars Crown Court 1-15 Pocock Street London SE1 0BT | 2022-04-04 | 2022-10-10 | Granted | Office & Retail | Yes | Heavy Refurbishment | 1960s | Not listed | 14459 | 34264 | 7811 | 137% | 27616 | New and retained basement | [5 empty] | 6 | 10 | 8 | 4 |  |  | Atelier Ten | AKT II | Atelier Ten | Sheppard Robson | One Click LCA | Project 87 | 54.02% | 3
Friars Close | Assessment 1 - no decarbonisation | 993 | Southwark | SE1 0UL | 22/AP/4376 | Planning Portal | Erection of 9-storey building with 21-storey tower, terrace on 10th storey, external plan and waste storage | 2022-12-28 |  |  | Residential (inc. student accomodation) |  | New Build |  |  |  | 15513 |  |  | 15513 | [7 empty] | 21 | 21 |  |  |  | Max Fordham |  |  |  |  | Project 88 | 100% | 1
Friary Court 65 Crutched Friars | Assessment 1 - no decarbonisation | 1207 | City of London | EC3N 2AE | 22/00882/FULMAJ | Planning Portal | Demolition of existing building and redevelopment for new building comprising basment, ground plus 20 upper floors | 2022-09-30 | 2023-06-27 |  | Residential (inc. student accomodation) |  | New Build |  |  |  | 27844 |  |  | 27844 | [7 empty] | 22 | 20 |  |  |  | Waterman Building Services |  |  |  |  | Project 89 | 100% | 1
Gillingham House | Assessment 1 - no decarbonisation | 864 | Westminster | SW1V 1HU | 23/01690/FULL | Planning Portal | Intensive refurbishment and Refurbishment (demolish 2,183m2), 60% of area and 70% of volume retained | 2023-03-13 |  |  | Office |  | Heavy Refurbishment |  |  | 5457.5 | 9450 | 2183 | 73.16% | 6175.5 | No new basement | [5 empty] | 4 | 8 | 8 | 4 |  |  | Atelier Ten | Stantec |  |  |  | Project 90 | 40% | 3
Hyatt Place | Assessment 1 - no decarbonisation | 800 | Hillingdon | UB4 0JN | 2385/APP/2022/2952 | Planning Portal | Partial demolition of the existing building, followed by refurbishment, side Refurbishments and upwards Refurbishments, alongside erection of perimeter blocks around a podium level, to increase hotel capacity (Class C1) whilst introducing industrial uses (Class E(g)(ii) and E(g)(iii)) at ground and first floor level. | 2022-09-27 |  | Pending | Hotel | Yes | Heavy Refurbishment | 1960s | Not listed | 9885 | 20372 | 1211 | 106.1% | 11698 | [6 empty] | 13 | 14 | 14 | 1 |  |  | Love Design Studio | Engineeria | Woodcote Power Consulting | Haptic | One Click LCA | Project 91 | 12.25% | 3
Island Site Woolwich | Assessment 1 - no decarbonisation | 582 | Greenwich | SE18 6PF | 22/3162/F | Planning Portal | The redevelopment (together with demolition and part demolition of existing buildings) and refurbishment of the Island Site to provide 494 co-living units (Use Class Sui Generis), 20 residential dwellings (Use Class C3(a)), community uses (Use Class E(d) and F2(b)), retail (Use Class E(a)), restaurants and cafes (Use Class E(b)) and offices (Use Class E(c)), new public realm with hard and soft landscaping, highways works, car parking, cycle parking, refuse and recycling storage, plant, external amenity space and associated works. Further detailed explanation of the proposal (not forming part of the formal description of development set out above): The proposal includes the erection of two mixed-use buildings following demolition of 17-27 Thomas Street and IBC Main Building; the refurbishment, Refurbishment and change of use of 2-4 Wellington Street, 6-10 Wellington Street, 12-14 Wellington Street, Thames Polytechnic: Arts and Science Building, Former Polytechnic Hall, 29 Thomas Street, IBC Central Building and refurbishment (and partial demolition) of the former workshops. To facilitate the following: 20 residential dwellings (Use Class C3(a)) 494 co-living units (Use Class sui generis) 3,294 sqm (GIA) of non-residential floorspace site wide · 1,100 sqm GIA of community uses (Use Class E(d) and F2(b)) · 1,414 sqm GIA of retail (Use Class E(a)) and restaurants and cafes (Use Class E(b)) · 780 sqm GIA of office floorspace (Use Class E(c)) Maximum building height of 35.12 metres Above Ordnance Datum (m AOD). The demolition works include 18-36 Wellington Street and 17-27 Thomas Street as well as the non-original rear Refurbishments to the Arts and Science building and the fourth workshop, and comprises a volume of 34,634 m3 (This application is an EIA development and is accompanied by an Environmental Statement) (The development may impact on the setting of the Grade II listed building on-site being the University of Greenwich, Woolwich Campus: Original Building, Gymnasium to Rear and Corner Entrance Range, as well as nearby Grade II* and Grade II listed buildings. In addition, the development may also impact the setting of the Woolwich Conservation Area) (The development includes demolition of unlisted buildings or structures in the Woolwich Conservation Area) | 2022-08-22 |  | Pending | Office, Retail & Residential | Yes | Heavy Refurbishment | 1880s | Grade II | 12544 | 28528 | 2508.8 | 127.4% | 18492.8 | No new basement | [5 empty] | 5 | 8 | 7 | 3 | 6 |  | Create |  |  |  | One Click LCA | Project 93 | 20% | 3
Jubilee House | Assessment 1 - no decarbonisation | 966 | London Legacy Development Corporation | E15 1AN | 21/00483/FUL | Planning Portal | Application made under the provisions of the Town and Country Planning Act 1990 (England and Wales) (as amended), accompanied by an ES under the Environmental Impact Assessment Regulations 2017 (as amended), seeking approval for the demolition for the demolition of Jubilee House (Class E - Office) and partial demolition of Broadway House (Class F1 - School) and erection of a building up to 36 storeys (plus basement, roof plant and partial mezzanine above ground floor) 32,760m2 (GIA) to provide student accommodation 23,900m2 (GIA) (Sui Generis) and a school 8,815m2 (GIA) (Class F1), with provision of a new eastern access ramp to the Jupp Road Bridge, public realm and associated hard and soft landscaping, car parking and servicing, cycle store, boundary treatments and other associated works. | 2021-10-13 | 2022-09-21 | Granted | Residential (inc. student accomodation) |  | Heavy Refurbishment |  | Not listed | 9586 | 32760 | 7570 | 241.7% | 30744 | [6 empty] | 6 | 39 | 38 | 33 |  |  | eb7 | Elliot Wood | DSA | Allford Hall Monaghan Morris | One Click LCA | Project 95 | 78.97% | 3
JVC Business Park | Assessment 1 - no decarbonisation | 31450 | Brent | NW2 7AF | 22/1849 | Planning Portal | Full planning application for an Refurbishment to the existing data centre at the adjacent JVC House, alongside the re-configuration of the car parking layout, in association with its use as a data centre, subject to Deed of Agreement dated 6th December 2022 under Section 106 of Town and Country Planning Act, 1990. ¦ JVC Business Park, Priestley Way, London, NW2 | 2022-05-19 | 2022-12-07 | Granted | Data Centre | No | Heavy Refurbishment | 2000s | Not listed | 28470 | 47182 | 0 | 65.73% | 18712 | No new basement | [5 empty] | 4 | 4 | 4 |  | 4 |  | Hoare Lea |  |  | Scott Brownrigg | One Click LCA | Project 96 | 0% | 3
Kensington Centre, 66 Hammersmith Road | Assessment 1 - no decarbonisation | 1368 | Hammersmith and Fulham | W14 8UD | 2023/00585/FUL | Planning Portal | Demolition of existing building and erection of 11-storey building (plus basement and plant roof) | 2023-03-03 |  |  | Office |  | New Build |  |  |  | 24441 |  |  | 24441 | [7 empty] | 12 | 11 |  |  |  | LCD |  |  |  |  | Project 97 | 100% | 1
King's Place (Land at Harper Street/Borough High Street) | Assessment 1 - no decarbonisation | 990 | Southwark | SE1 1JJ | 23/AP/0479 | Planning Portal | Demolition of existing buildings, part 5-11 storey building. | 2023-02-22 |  |  | Residential (inc. student accomodation) |  | New Build |  |  |  | 16036 |  |  | 16036 | [7 empty] | 11 | 11 |  |  |  | Scotch Partners |  |  |  |  | Project 98 | 100% | 1
Leconfield House | Assessment 1 - no decarbonisation | 993 | Westminster | W1J 5JB | 23/02111/FULL | Planning Portal | Excavation to provide one additional basement level; removal and replacement of facades at ground floor level and part first floor and alterations to the facades at first to fifth floor levels including replacement windows throughout; demolition of the sixth and seventh floor levels and replacement with new sixth and seventh floor levels with plant in an associated enclosure, creation of terraces at sixth and seventh floor level, a rear Refurbishment on the western side of the building from ground to seventh floor level and use of the building as either medical / spa / bars / restaurants / retail / office and fitness, or as office accommodation all within Class E. | 2023-03-29 |  | Pending | Office & Retail | No | Heavy Refurbishment | 1930s | Not listed | 8757 | 10148 | 1452 | 15.88% | 2843 | New and retained basement | [5 empty] | 9 | 10 | 8 | 1 | 8 |  | Elliott Wood | Elliot Wood | AECOM | EPR Architects | One Click LCA | Project 99 | 16.58% | 3
Liverpool Street Station | Assessment 1 - no decarbonisation | 1283 | City of London | EC2M 7PY | 23/00453/FULEIA | Planning Portal | Partial demolition of Station including concourse, train sheds and entrances to Bishopsgate, Liverpool Street and Sun Street Passage. Demolition of 50 Liverpool Street. Construction and remodelling of station at basement, lower and upper concourses, new station roof, new entrances to Bishopsgate, Liverpool Street and Sun Street Passage, new lifts and escalators. Provision of units at basement, lower and upper concourse flrs for retail, café/restaurant, public house/bar. Remodelling of existing bus station and provision of a cycle hub on upper concourse. Andaz/Great Eastern Hotel:Alteration of existing building at basement, ground and upper flrs including insertion of new structure, creation of new west wall and removal and replacement of mansard roof. Change of use from hotel to office at part ground flr and across flrs 1-4; access to servicing area from vehicle lifts at flr 3; provision of units at basement and ground for retail, café/restaurant, and public house/bar; spaces for leisure and community uses; retail and café/restaurant at part of flr 5. Over Station Development:Erection of a new building above Liverpool Street Station and 40 Liverpool Street with maximum height of 108.6 metres AOD in height (excluding rooftop plant) comprising office use at flrs 5-13, and partly at flrs 14-15, with ancillary lobby and functions at flrs 3-4. New hotel at flrs 17-20 and partly within flrs 14-16, ancillary restaurant/bar at flr 15 and ancillary leisure facility at flr 16. New public amenity space at podium level comprising café/restaurant, retail, leisure; and partially at flr 16 comprising outdoor pool, leisure court and café/restaurant, alongside a publicly accessible roof garden. Provision of lifts, cycle parking, servicing, refuse, and plant. Public Realm:Refurbishment and Refurbishment of Hope Square and Bishopsgate Plaza. New pedestrian routes, including the pedestrianisation of Liverpool Street and new pedestrian footway to Exchange Square | 2023-05-02 |  | Pending |  | No | Heavy Refurbishment | 1880s | Grade II* | 40869 | 151394 | 22443 | 270.4% | 132968 | No new basement | [5 empty] | 10 | 24 | 22 | 14 |  |  | WSP | WSP | WSP | Herzog & de Meuron | One Click LCA | Project 100 | 54.91% | 3
Maclise Multi-Storey Car Park, Olympia | Assessment 1 - no decarbonisation | 1343 | Hammersmith and Fulham | W14 8UX | 2021/04167/FUL | Planning Portal | All floors and internal structures (floor, ramps, princ. And sec. stair cores) demolished, elevation re-clad and re-glazed from ground to level 4, façade to retained structure replaced | 2021-12-29 |  |  | Hotel | Yes | Substructure and/or Façade Retained | 1930s | Grade II |  | 19655 |  |  | 19655 | New | Reinforced Concrete |  |  |  |  | 5 | 9 | 8 | 3 |  |  | McBains |  |  | SPPARC |  | Project 101 |  | 2
New City Court | Assessment 1 - no decarbonisation | 989 | Southwark | SE1 9RS | 21/AP/1361 | Planning Portal | New-build 26-storey buildings (plus mezzanine and 2 basement levels), restoration and refurb. of listed terrace (4-16 St Thomas Street), redevelopment of Keats House (reinstatement of façade) | 2021-04-21 | 2022-01-13 |  | Office & Retail |  | Heavy Refurbishment |  | Grade II |  | 55461 |  | 90% | 55461 | New and retained basement | Brickwork and timber |  |  |  |  | 5 | 28 | 26 |  | 28 |  | chapmanbdsp |  |  | Allford Hall Monaghan Morris |  | Project 102 | 90% | 3
Newcombe House | Assessment 1 - no decarbonisation | 904 | Kensington and Chelsea | W8 7LX | PP/23/03534 | Planning Portal | Newcombe House: 100% of tower foundations retained - vertical Refurbishment part 14-15 storey. 90% of steel frame and floor slabs retained. Kensington Church Street Building: erection of a new 6-storey building. Affordable block: 8-storey building. 43% floor slabs retained. 19% of the total proposed floor area GIA is demolished across the developments. | 2023-06-05 |  |  | Office | No | Heavy Refurbishment | 1950s | Not listed | 11400 | 26902 | 5942 | 136% | 21444 | New and retained basement | Reinforced Concrete |  | RC Cores / shear walls |  |  | 12 | 15 | 15 | 3 |  |  | HDR | AKT II | HDR | Squire and Partners | One Click LCA | Project 103 | 52.12% | 3
Plot H1 Elephant Park | Assessment 1 - no decarbonisation | 835 | Southwark | SE17 1GD | 21/AP/1819 | Planning Portal | Erection of 17-storey building with basement and rooftop plant. | 2021-05-24 |  |  | Office |  | New Build |  |  |  | 63598 |  |  | 63598 | [7 empty] | 18 | 17 |  |  |  | HDR |  |  |  |  | Project 105 | 100% | 1
Portland House | Assessment 1 - no decarbonisation | 1071 | Westminster | SW1E 5DJ | 22/05428/FULL | Planning Portal | Two-storey Refurbishment including roof-level plant , creation of a setback rooftop Refurbishment, refurbishment of existing | 2022-08-04 | 2022-12-23 |  | Office | No | Light Refurbishment | 1960s | Not listed | 42501 | 46243 | 3280 | 8.804% | 3742 |  | Reinforced Concrete |  |  |  | Horizontal Refurbishment | 30 | 31 | 31 | 1 | 2 |  | Buro Happold |  |  |  |  | Project 106 | 7.717% | 4
Poultry Market And General Market And The Annexe Buildings West Smithfield | Assessment 1 - no decarbonisation | 1133 | City of London | EC1A 9LH | 19/01343/FULEIA | Planning Portal | Part demolition, repair, refurbishment and Refurbishment of existing buildings (all levels including basements) | 2019-12-19 | 2022-11-22 |  | Office | Yes | Heavy Refurbishment | 1950s | Grade II | 15617 | 43037 | 5466 | 175.6% | 32886 | New and retained basement | Reinforced Concrete |  |  |  | Load balancing at foundations | 3 | 3 | 3 |  | 1 |  | Arup |  |  |  | One Click LCA | Project 108 | 35% | 3
Princes Court - 7 Prince's Street | Assessment 1 - no decarbonisation | 1363 | City of London | EC2R 8AQ | 22/00158/FULMAJ | Planning Portal | Retention of superstructure RC frame and basement, 3 storeys of new light-weight structure added | 2022-02-28 | 2023-01-18 |  | Office & Retail |  | Light Refurbishment | 1970s | Not listed | 6318 | 7220 | 631.8 | 14.28% | 1533.8 | [6 empty] | 10 | 12 | 9 | 2 |  |  | Atelier Ten |  |  |  |  | Project 109 | 10% | 4
Red Lion Court 46-48 Park Street | Assessment 1 - no decarbonisation | 992 | Southwark | SE1 9EQ | 22/AP/1602 | Planning Portal | Basement retained and extended by an additional level, re-use as many piles are possible. New 11-storey building with 2 cores | 2022-05-06 |  |  | Office | Yes | Substructure and/or Façade Retained |  |  | 17335 | 32965 | 17335 | 90.16% | 32965 | [7 empty] | 11 | 11 |  |  |  | Arup |  |  |  |  | Project 110 | 100% | 2
Royal Mint Court - Embassy House | Assessment 1 - no decarbonisation | 840 | Tower Hamlets | EC3N 4QN | PA/21/01327/A1 | Planning Portal | The building’s steel frame, reinforced concrete slabs and concrete encasements to the steel are largely retained. Substructure enhancements through addition of miniature piles, increasing size of pile caps and localised recasting of the basement slab is reusing existing substructure. | 2021-06-11 | 2023-02-10 | Not granted | Office & Retail |  | Light Refurbishment |  |  |  | 30791 | [10 empty] | 7 | 6 |  |  |  | Cundall |  |  |  |  | Project 111 |  | 4
Royal Mint Court – Johnson Smirke Building | Assessment 1 - no decarbonisation | 892 | Tower Hamlets | EC3N 4QN | PA/21/01327/A1 | Planning Portal | refurbishment and restoration, grade II listed, New mechanical, electrical and public health services, enhanced insulation and secondary glazing. | 2021-06-11 | 2023-02-10 |  | Office & Retail |  | Retrofit |  |  |  | 5011 |  |  | 5011 | [6 empty] | 5 | 5 | 4 |  |  |  | Cundall |  |  |  |  | Project 112 |  | 5
Royal Mint Court - Seaman's Registry | Assessment 1 - no decarbonisation | 855 | Tower Hamlets | EC3N 4QN | PA/21/01327/A1 | Planning Portal | Retain the Grade-II listed façades, therefore only refurbished internally with enhanced insulation and secondary glazing. Only minimal refurbishment proposed, maximising retention of existing building fabric | 2021-06-11 | 2023-02-10 |  | Office & Retail |  | Retrofit |  |  |  | 8113 |  |  | 8113 | [6 empty] | 4 | 4 | 4 |  |  |  | Cundall |  |  |  |  | Project 113 |  | 5
Royal Mint Court – Cultural Exchange | Assessment 1 - no decarbonisation | 993 | Tower Hamlets | EC3N 4QN | PA/21/01327/A1 | Planning Portal | Majority of existing structure retained and repurposed, with localised demolition. | 2021-06-11 | 2023-02-10 | Not granted | Office & Retail |  | Light Refurbishment |  |  |  | 8238 | [9 empty] | 5 | 6 | 5 |  | 2 |  | Cundall |  |  |  |  | Project 114 |  | 4
Royal Street Plot C | Assessment 1 - no decarbonisation | 952 | Lambeth | SE1 7LL | 22/01206/EIAFUL | Planning Portal |  | 2022-04-21 |  |  | Office |  | New Build |  |  |  | 29022 |  |  | 29022 | [7 empty] | 15 | 15 |  |  |  | Arup |  |  |  |  | Project 115 | 100% | 1
Royal Street Plot D | Assessment 1 - no decarbonisation | 850 | Lambeth | SE1 7LL | 22/01206/EIAFUL | Planning Portal |  | 2022-04-21 |  |  | Office |  | New Build |  |  |  | 52380 |  |  | 52380 | [7 empty] | 15 | 14 |  |  |  | Arup |  |  |  |  | Project 116 | 100% | 1
Royal Street Plot E | Assessment 1 - no decarbonisation | 888 | Lambeth | SE1 7LL | 22/01206/EIAFUL | Planning Portal | Partial reuse & Refurbishment, existing basement retained under existing building, new Refurbishments (horizontal) to retained Beckett House structure | 2022-04-21 |  |  | Office |  | Substructure and/or Façade Retained |  |  |  | 40705 |  |  | 40705 | [7 empty] | 16 | 15 |  |  |  | Arup |  |  |  |  | Project 117 |  | 2
Salisbury Square - Commercial Building | Assessment 1 - no decarbonisation | 1677 | City of London | EC4Y 8AP | 20/00907/FULEIA | Planning Portal | 150 year design life and heavy finishes | 2020-12-16 | 2021-07-30 |  | Office & Retail |  | New Build |  |  |  | 11357 |  |  | 11357 | [12 empty] | AECOM |  |  |  |  | Project 118 | 100% | 1
Salisbury Square - Court Building | Assessment 1 - no decarbonisation | 1680 | City of London | EC4Y 8AP | 20/00907/FULEIA | Planning Portal | 150 year design life and heavy finishes | 2020-12-16 | 2021-07-30 |  | Office |  | New Build |  |  |  | 14556 |  |  | 14556 | [7 empty] | 12 | 7 |  |  |  | AECOM |  |  |  |  | Project 119 | 100% | 1
Shepherd's Bush Market | Assessment 1 - no decarbonisation | 900 | Hammersmith and Fulham | W12 8DF | 2023/01903/FUL | Planning Portal | Reconfigure site for public and vehicular access, new shops, new ground plus 8 storey building, new ground plus 5 storey building, works to facades of arches | 2023-04-26 |  |  | Office |  | New Build |  |  |  | 35823 |  |  | 35823 | [7 empty] | 8 | 8 |  |  |  | chapmanbdsp |  |  |  |  | Project 120 | 100% | 1
Solomons Passage | Assessment 1 - no decarbonisation | 415 | Southwark | SE15 3UH | 20/AP/3285 | Planning Portal | Block A: Erection of 7-storey building, Block B+C: Erection of 6-storey building, basement and ground floor slab retained, Block D: Erection of partly 2, partly 4-storey building. | 2020-12-07 | 2022-04-20 |  | Residential (inc. student accomodation) | No | Substructure and/or Façade Retained |  | Not listed | 9678 | 13728 | 7498 | 41.85% | 11548 | [7 empty] | 6 | 6 | 6 |  |  | Create |  |  |  |  | Project 121 | 77.47% | 2
South Kensington Underground Station | Assessment 1 - no decarbonisation | 1415 | Kensington and Chelsea | SW7 2NB | PP/20/03216 | Planning Portal | Multiple buildings - reuse of street facing façade, retention of structure, some exisisting steel substructure elements reused. | 2020-06-11 | 2021-12-13 |  | Residential (inc. student accomodation) |  | Substructure and/or Façade Retained |  | Grade II* | 492 | 11905 | 492 | 2320% | 11905 | [12 empty] | Sweco |  |  |  |  | Project 122 | 100% | 2
South Molton Triangle 40-46 Brook Street | Assessment 1 - no decarbonisation | 1108 | Westminster | W1K 5LF | 22/04610/FULL | Planning Portal | Part demolition, excavation (including beneath Davies Mews), erection of new buildings and alterations to existing buildings comprising: redevelopment of 60 Brook Street; redevelopment of 48, 50, 56 and 58 Brook Street and 16 Davies Mews behind retained Brook Street facades at; redevelopment behind retained and partially reconstructed facade at 52-54 Brook Street; refurbishment with alterations and addition of turret and gables at 40-46 Brook Street and 40 South Molton Lane; redevelopment behind retained Davies Mews and South Molton Lane elevations and front roof at 1-7 Davies Mews and 28-30 South Molton Lane; refurbishment and alterations at 50 Davies Street; refurbishment with alterations and partial demolition and redevelopment of upper floors at 52-54 Davies Street; redevelopment behind reconstructed and extended facade at 56 Davies Street (including the removal and reinstatement of certain building features), and Brookfield House (44-48 Davies Street and 62 and 64 Brook Street); part demolition of ground floor and refurbishment at 10 South Molton Street; refurbishment and alterations at 15-25, 27 and 42 South Molton Street; all to provide a development of up to 9 storeys including Class B1 (Business), Class A1 (Shops), Class A3 (Restaurant and Cafes), Class A4 (Drinking Establishment), composite use comprising public house and guest accommodation (sui generis), Class C3 (Dwellinghouses), Community Infrastructure and Facilities, and Class C1 (Hotel) uses, improvements to public realm and pedestrian routes, servicing, ancillary plant and storage, cycle parking and other associated works | 2022-07-08 | 2023-04-19 | Granted | Hotel | Yes | Retrofit |  | Grade II |  | 3140 |  |  | 3140 | No new basement | [5 empty] | 6 | 6 | 5 |  |  |  | Twin and Earth | AKT II | Hoare Lea | Hopkins Architects | One Click LCA | Project 123 |  | 5
South Molton Triangle North Block | Assessment 1 - no decarbonisation | 898 | Westminster | W1K 5LF | 22/04610/FULL | Planning Portal | Part demolition, excavation (including beneath Davies Mews), erection of new buildings and alterations to existing buildings comprising: redevelopment of 60 Brook Street; redevelopment of 48, 50, 56 and 58 Brook Street and 16 Davies Mews behind retained Brook Street facades at; redevelopment behind retained and partially reconstructed facade at 52-54 Brook Street; refurbishment with alterations and addition of turret and gables at 40-46 Brook Street and 40 South Molton Lane; redevelopment behind retained Davies Mews and South Molton Lane elevations and front roof at 1-7 Davies Mews and 28-30 South Molton Lane; refurbishment and alterations at 50 Davies Street; refurbishment with alterations and partial demolition and redevelopment of upper floors at 52-54 Davies Street; redevelopment behind reconstructed and extended facade at 56 Davies Street (including the removal and reinstatement of certain building features), and Brookfield House (44-48 Davies Street and 62 and 64 Brook Street); part demolition of ground floor and refurbishment at 10 South Molton Street; refurbishment and alterations at 15-25, 27 and 42 South Molton Street; all to provide a development of up to 9 storeys including Class B1 (Business), Class A1 (Shops), Class A3 (Restaurant and Cafes), Class A4 (Drinking Establishment), composite use comprising public house and guest accommodation (sui generis), Class C3 (Dwellinghouses), Community Infrastructure and Facilities, and Class C1 (Hotel) uses, improvements to public realm and pedestrian routes, servicing, ancillary plant and storage, cycle parking and other associated works | 2022-07-08 | 2023-04-19 | Granted | Office | No | Substructure and/or Façade Retained | 1950s | Grade II |  | 10681 |  |  | 10681 | New and retained basement | [6 empty] | 11 | 11 |  |  |  | Twin and Earth | AKT II | Hoare Lea | Hopkins Architects | One Click LCA | Project 124 |  | 2
South Molton Triangle Running Horse Pub | Assessment 1 - no decarbonisation | 795 | Westminster | W1K 5LF | 22/04610/FULL | Planning Portal | Part demolition, excavation (including beneath Davies Mews), erection of new buildings and alterations to existing buildings comprising: redevelopment of 60 Brook Street; redevelopment of 48, 50, 56 and 58 Brook Street and 16 Davies Mews behind retained Brook Street facades at; redevelopment behind retained and partially reconstructed facade at 52-54 Brook Street; refurbishment with alterations and addition of turret and gables at 40-46 Brook Street and 40 South Molton Lane; redevelopment behind retained Davies Mews and South Molton Lane elevations and front roof at 1-7 Davies Mews and 28-30 South Molton Lane; refurbishment and alterations at 50 Davies Street; refurbishment with alterations and partial demolition and redevelopment of upper floors at 52-54 Davies Street; redevelopment behind reconstructed and extended facade at 56 Davies Street (including the removal and reinstatement of certain building features), and Brookfield House (44-48 Davies Street and 62 and 64 Brook Street); part demolition of ground floor and refurbishment at 10 South Molton Street; refurbishment and alterations at 15-25, 27 and 42 South Molton Street; all to provide a development of up to 9 storeys including Class B1 (Business), Class A1 (Shops), Class A3 (Restaurant and Cafes), Class A4 (Drinking Establishment), composite use comprising public house and guest accommodation (sui generis), Class C3 (Dwellinghouses), Community Infrastructure and Facilities, and Class C1 (Hotel) uses, improvements to public realm and pedestrian routes, servicing, ancillary plant and storage, cycle parking and other associated works | 2022-07-08 | 2023-04-19 | Granted | Hotel | No | Light Refurbishment | 1840s | Grade II | 619 | 668 | 0 | 7.916% | 49 | New and retained basement | [5 empty] | 5 | 5 | 5 |  |  |  | Twin and Earth | AKT II | Hoare Lea | Hopkins Architects | One Click LCA | Project 125 | 0% | 4
South Molton Triangle SMS and Browns | Assessment 1 - no decarbonisation | 620 | Westminster | W1K 5LF | 22/04610/FULL | Planning Portal | Part demolition, excavation (including beneath Davies Mews), erection of new buildings and alterations to existing buildings comprising: redevelopment of 60 Brook Street; redevelopment of 48, 50, 56 and 58 Brook Street and 16 Davies Mews behind retained Brook Street facades at; redevelopment behind retained and partially reconstructed facade at 52-54 Brook Street; refurbishment with alterations and addition of turret and gables at 40-46 Brook Street and 40 South Molton Lane; redevelopment behind retained Davies Mews and South Molton Lane elevations and front roof at 1-7 Davies Mews and 28-30 South Molton Lane; refurbishment and alterations at 50 Davies Street; refurbishment with alterations and partial demolition and redevelopment of upper floors at 52-54 Davies Street; redevelopment behind reconstructed and extended facade at 56 Davies Street (including the removal and reinstatement of certain building features), and Brookfield House (44-48 Davies Street and 62 and 64 Brook Street); part demolition of ground floor and refurbishment at 10 South Molton Street; refurbishment and alterations at 15-25, 27 and 42 South Molton Street; all to provide a development of up to 9 storeys including Class B1 (Business), Class A1 (Shops), Class A3 (Restaurant and Cafes), Class A4 (Drinking Establishment), composite use comprising public house and guest accommodation (sui generis), Class C3 (Dwellinghouses), Community Infrastructure and Facilities, and Class C1 (Hotel) uses, improvements to public realm and pedestrian routes, servicing, ancillary plant and storage, cycle parking and other associated works | 2022-07-08 | 2023-04-19 | Granted | Commercial & Residential | Yes | Retrofit |  | Grade II |  | 4628 |  |  | 4628 | No new basement | [5 empty] | 6 | 6 | 5 |  |  |  | Twin and Earth | AKT II | Hoare Lea | Hopkins Architects | One Click LCA | Project 126 |  | 5
South Molton Triangle South Block | Assessment 1 - no decarbonisation | 801 | Westminster | W1K 5LF | 22/04610/FULL | Planning Portal | Part demolition, excavation (including beneath Davies Mews), erection of new buildings and alterations to existing buildings comprising: redevelopment of 60 Brook Street; redevelopment of 48, 50, 56 and 58 Brook Street and 16 Davies Mews behind retained Brook Street facades at; redevelopment behind retained and partially reconstructed facade at 52-54 Brook Street; refurbishment with alterations and addition of turret and gables at 40-46 Brook Street and 40 South Molton Lane; redevelopment behind retained Davies Mews and South Molton Lane elevations and front roof at 1-7 Davies Mews and 28-30 South Molton Lane; refurbishment and alterations at 50 Davies Street; refurbishment with alterations and partial demolition and redevelopment of upper floors at 52-54 Davies Street; redevelopment behind reconstructed and extended facade at 56 Davies Street (including the removal and reinstatement of certain building features), and Brookfield House (44-48 Davies Street and 62 and 64 Brook Street); part demolition of ground floor and refurbishment at 10 South Molton Street; refurbishment and alterations at 15-25, 27 and 42 South Molton Street; all to provide a development of up to 9 storeys including Class B1 (Business), Class A1 (Shops), Class A3 (Restaurant and Cafes), Class A4 (Drinking Establishment), composite use comprising public house and guest accommodation (sui generis), Class C3 (Dwellinghouses), Community Infrastructure and Facilities, and Class C1 (Hotel) uses, improvements to public realm and pedestrian routes, servicing, ancillary plant and storage, cycle parking and other associated works | 2022-07-08 | 2023-04-19 | Granted | Office | No | Substructure and/or Façade Retained | 1920s | Not listed |  | 13259 |  |  | 13259 | New and retained basement | [6 empty] | 11 | 11 |  |  |  | Twin and Earth | AKT II | Hoare Lea | Hopkins Architects | One Click LCA | Project 127 |  | 2
Suthring House, 216-220 Blackfriars Road | Assessment 1 - no decarbonisation | 1453 | Southwark | SE1 9JU | 20/AP/3250 | Planning Portal | Part 22 and part15 storeys + 3 basement levels, | 2020-11-03 | 2022-07-20 |  | Commercial & Residential |  | New Build |  |  |  | 39612 |  |  | 39612 | [7 empty] | 25 | 22 |  |  |  | WSP |  |  |  |  | Project 129 | 100% | 1
Thavies Inn House - 3 - 4 Holborn Circus | Assessment 1 - no decarbonisation | 1189 | City of London | EC1N 2HA | 21/00885/FULMAJ | Planning Portal |  | 2021-10-14 | 2022-12-02 |  | Office & Retail |  | New Build |  |  |  | 12102 |  |  | 12102 | [7 empty] | 10 | 1 |  |  |  | Sweco |  |  |  |  | Project 130 | 100% | 1
The London Television Centre | Assessment 1 - no decarbonisation | 1189 | Lambeth | SE1 9LT | 21/02668/EIAFUL | Planning Portal | 14-storey tower connected by 6-storey podium, ground-level public realm | 2021-07-05 |  |  | Office |  | New Build |  |  |  | 93226 |  |  | 93226 | [7 empty] | 14 | 14 |  |  |  | Arup |  |  |  |  | Project 131 | 100% | 1
The Rex (Option 1) | Assessment 1 - no decarbonisation | 946 | Kingston | KT1 1QT | 21/02313/FUL | Planning Portal | Recladding and internal reconfiguration of existing building with Refurbishments (3 upper floors to Clarence Street and full height Refurbishments up to 9 storeys to the rear) to create 202 no. co-living units (sui generis) (in place of 64 no. student rooms (sui generis)) with retention of 4 no. ground floor commercial units (Class E), creation of new café (Class E) and co-working areas (Class E) at ground floor with internal and external residential amenity spaces, bike storage, refuse, disabled car parking, service yard and new basement plant room. | 2021-07-14 | 2022-08-02 | Granted | Commercial & Residential | No | Heavy Refurbishment |  |  | 3124 | 8822 | 1163 | 182.4% | 6861 | [6 empty] | 6 | 10 | 9 | 4 |  |  | HTA Architects |  | HTA Architects | HTA Architects | eTool LCD | Project 132 | 37.23% | 3
The Yard Theatre | Assessment 1 - no decarbonisation | 651 | LLDC | E9 5EN | 23/00283/FUL | Planning Portal | Partial demolition of buildings and the Refurbishment of existing Theatre (Use Class Sui Generis) for new two storey theatre auditorium, young artist (community spaces) and with associated access and servicing arrangements. | 2023-07-17 |  | Pending | Commercial & Residential | Yes | Heavy Refurbishment | 2010s | Not listed | 754 | 894 | 0 | 18.57% | 140 | No new basement | None | Steel |  | Bracing |  | 2 | 2 | 2 |  | 2 |  | Twin and Earth | Momentum | Ritchie and Daffin | Takero Shimazaki Architects | One Click LCA | Project 133 | 0% | 3
Victoria House | Assessment 1 - no decarbonisation | 1039 | Greenwich | SE18 4LH | 23/2747/F | Planning Portal | Partial demolition of the existing building and addition of rear, third floor of accommodation, and basement Refurbishments with retention of the existing front façade, gable ends and part of the rear façade for a change of use from Sui Generis to provide a care home (Use Class C2), with parking, access, landscaping and other associated works Description for consultation purposes: Retention of the existing front façade and gable ends and partial demolition and three-storey Refurbishment of the rear façade of Victoria House (Locally Listed building), which will be partially over Metropolitan Open Land (MOL), in order to provide a 72 bedroom 3,900 sqm (GIA) Care Home with residential care for the elderly (Use Class C2), which is a change of use from Sui Generis, including associated basement Refurbishment, access, parking, lighting, landscaping and tree removal and planting around the site (This is a Departure from the Development Plan). (This development is within the Woolwich Common Conservation Area and may impact on the setting of the Grade II Listed Royal Herbert Military Hospital). | 2023-10-13 |  | Pending | Residential (inc. student accomodation) | Yes | Substructure and/or Façade Retained | 1900s | Local | 1604 | 3900 | 1604 | 143.1% | 3900 | New | [5 empty] | 3 | 4 | 3 | 1 |  |  | Hodkinson |  |  | Harris Irwin Associates | One Click LCA | Project 136 | 100% | 2
Vine Lane | Assessment 1 - no decarbonisation | 1152 | Camden | WC1V 6PB | 2023/2510/P | Planning Portal |  | 2023-06-27 |  |  | Commercial & Residential |  | New Build |  |  | 0 | 2449 | 0 |  | 2449 | [7 empty] | 5 | 5 |  |  |  | Scotch Partners |  |  |  |  | Project 137 | 100% | 1
Warnford Court | Assessment 1 - no decarbonisation | 984 | City of London | EC2N 2AT | 23/00145/FULMAJ | Planning Portal | Demolition of the fourth and fifth floors, and construction of a part four-part five storey Refurbishment to create a seven storey building for office (Class E) use; creation of roof top plant and terrace space; alterations to the facades and creation of new entrances, provision of cycle parking and end of journey facilities and creation of external amenity terraces. ¦ Warnford Court 29 Throgmorton Street London EC2N 2AT | 2023-02-07 |  | Pending | Office | No | Heavy Refurbishment | 1880s | Not listed | 6795 | 9108 | 1881 | 34.04% | 4194 | New and retained basement | Masonry and steel | Reinforced Concrete | RC Cores / shear walls | RC Cores / shear walls | Capacity enhancement | 5 | 5 | 7 | 5 |  | None required | Arup | Heyne Tillet Steel | Arup | Carmody Groarke | One Click LCA | Project 138 | 27.68% | 3
Waterloo Hub Hotel development - 54 Kennington Road | Assessment 1 - no decarbonisation | 2713 | Lambeth | SE1 7BJ | 21/02475/FUL | Planning Portal | Partial demolition of existing hotel, six and seven storey rear Refurbishments, and single storey roof Refurbishment to existing building and new 13 storey tower | 2021-06-21 | 2022-10-28 |  | Hotel | No | Heavy Refurbishment |  | Not listed | 5192 | 14125 |  | 172.1% | 8933 | [7 empty] | 13 | 13 | 1 | 13 |  | Elementa |  |  |  |  | Project 139 | 0% | 3
Formulas:
Submission date = IF(VLOOKUP(Table3510[[#This Row],[Site name]],Table3[],7)=0,"",VLOOKUP(Table3510[[#This Row],[Site name]],Table3[],7))
Decision date = IF(VLOOKUP(Table3510[[#This Row],[Site name]],Table3[],8)=0,"",VLOOKUP(Table3510[[#This Row],[Site name]],Table3[],8))

## Different Lifetimes
Site name | Assessment Type | 0 year A-C carbon emissions per GIA | 5 year A-C carbon emissions per GIA | 10 year A-C carbon emissions per GIA | 15 year A-C carbon emissions per GIA | 20 year A-C carbon emissions per GIA | 25 year A-C carbon emissions per GIA | 30 year A-C carbon emissions per GIA | 35 year A-C carbon emissions per GIA | 40 year A-C carbon emissions per GIA | 45 year A-C carbon emissions per GIA | 50 year A-C carbon emissions per GIA | 55 year A-C carbon emissions per GIA | 60 year A-C carbon emissions per GIA | Borough | Postcode | Planning reference number | Data source | Description | Submission date | Decision date | Final decision | Building typology | Change of use | Classification | Existing building construction date | Listed status | GIA existing | GIA new | GIA demolished | GIA % increase | GIA added new | Basement retention | Existing structural frame | New structural frame | Existing stability system | New stability system | Loading treatment | Existing storeys | New storeys | Above ground stories | Added stories (V) | Added stories (H) | Fire intervention | LCA author / Sustainability consultant | Structural engineer | MEP Engineer | Architect | LCA Software | Project Ref | %demolished | Class Ref
1 Appold Street | Assessment 1 - no decarbonisation | 449 | 483 | 517 | 551 | 585 | 619 | 654 | 688 | 722 | 756 | 790 | 824 | 858 | City of London | EC2M 2QT | 22/01200/FULMAJ | Planning Portal | Partial demolition of existing building. Retention and Refurbishment of existing structure - provide 14-storey. Retention of existing gym and swimming pool at basement level | 2022-12-12 |  | Pending | Office | Yes | Heavy Refurbishment | 1980s | Not listed | 28992 | 51869 | 12718 | 78.91% | 35595 | No new basement | Steel | Steel |  |  |  | 10 | 16 | 14 | 6 |  |  | Hilson Moran | AKT II | MTT | Piercy & Company | One Click LCA | Project 1 | 43.87% | 3
1 Exchange Square London | Assessment 1 - no decarbonisation | 576 | 722 | 867 | 1013 | 1159 | 1304 | 1450 | 1596 | 1741 | 1887 | 2033 | 2178 | 2324 | City of London | EC2A 2JN | 21/00930/FULMAJ | Planning Portal | art demolition of the site for the refurbishment and Refurbishment to the existing facade facing onto Exchange square and upper levels; External alterations and improvements to facades facing onto Bishopsgate and at ground floor including new main entrance and new retail frontages; public realm improvements fronting Bishopsgate including new steps, seating and accessibility improvements; Increased height and widening of Exchange Arcade; creation of a new outdoor retail pavilion terrace to level 1; creation of west Refurbishment terraces; creation of wing Refurbishment terraces; provision of external terraces for occupants at levels 4, 8, 9, 10, 11, 12 and roof terrace on level 13; provision of cycle storage and other works incidental to the development (9,920 sq.m). | 2021-10-27 | 2023-06-14 | Granted | Office & Retail | No | Heavy Refurbishment | 1990s | Not listed | 49262 | 58903 | 0 | 19.57% | 9641 | No new basement | [5 empty] | 15 | 15 | 14 |  |  |  | Sweco | Heyne Tillet Steel | Sweco | Fletcher Priest Architects | One Click LCA | Project 2 | 0% | 3
1 Museum Street | Assessment 1 - no decarbonisation | 802 | 885 | 968 | 1051 | 1134 | 1217 | 1300 | 1383 | 1466 | 1549 | 1632 | 1715 | 1798 | Camden | WC1A 1JR | 2023/2510/P | Planning Portal | Redevelopment of Selkirk House, 166 High Holborn and 1 Museum Street following the substantial demolition of the existing NCP car park and former Travelodge Hotel to provide a mixed-use scheme, providing office, residential, and town centre uses at ground floor level. Works of part-demolition and refurbishment to 10-12 Museum Street, 35-41 New Oxford Street, and 16A-18 West Central Street to provide further town centre ground floor uses and residential floorspace, including affordable housing provision. Provision of new public realm including a new pedestrian route through the site to link West Central Street with High Holborn. Relocation of cycle hire docking stations on High Holborn. | 2023-06-27 |  | Pending | Office & Retail | Yes | New Build | 1960s | Not listed | 18841 | 24791 | 18841 | 31.58% | 24791 | New and retained basement | Reinforced Concrete | Reinforced Concrete |  |  |  | 17 | 19 | 17 | 2 |  |  | Scotch Partners | Heyne Tillet Steel | Scotch Partners | DSDHA | One Click LCA | Project 4 | 100% | 1
1 Southwark Bridge Road | Assessment 1 - no decarbonisation | 393 | 585 | 776 | 968 | 1159 | 1351 | 1543 | 1734 | 1926 | 2117 | 2309 | 2500 | 2692 | Southwark | EC4R 1QS | 21/AP/0599 | Planning Portal | Exising building enhanced and re-clad. Façade and roof coverings replaced, additional storey at roof level, infill Refurbishments | 2021-02-22 | 2022-07-13 | Granted | Office | No | Light Refurbishment | 1980s | Not listed | 18636 | 21363 | 0 | 14.63% | 2727 | No new basement | Reinforced Concrete |  |  |  |  | 7 | 8 | 8 | 1 |  |  | Hurley Palmer Flatt | Webb Yates | Hurley Palmer Flatt | BDG architecture + design | One Click LCA | Project 5 | 0% | 4
100 And 108 Fetter Lane | Assessment 1 - no decarbonisation | 692 | 784 | 875 | 967 | 1059 | 1150 | 1242 | 1334 | 1425 | 1517 | 1609 | 1700 | 1792 | City of London | EC4A 1ES | 21/00534/FULMAJ | Planning Portal | Demolition of 100 Fetter Lane and construction of a new building for office use (Class E) and a flexible commercial unit (Class E(a)(b)(c)(d)), comprising a basement level, ground, mezzanine and 12 upper storeys plus roof plant level, creation of a new pedestrian route and pocket square at ground level, ancillary cycle parking, servicing, plant and enabling works. | 2021-06-18 | 2021-09-29 | Granted | Office | No | New Build | 1950s | Not listed | 6392 | 13553 | 6392 | 112% | 13553 | New | Steel | Reinforced Concrete |  |  |  | 9 | 14 | 13 | 5 |  |  | Waterman Group | Waterman Group | Waterman Group | Fletcher Priest Architects | One Click LCA | Project 8 | 100% | 1
100 Grays Inn Road | Assessment 1 - no decarbonisation | 609 | 696 | 783 | 870 | 957 | 1044 | 1131 | 1218 | 1305 | 1392 | 1479 | 1566 | 1653 | Camden | WC1X 8AL | 2022/4259/P | Planning Portal | Demolition of 100 Gray’s Inn Road and 127 Clerkenwell Road and the erection of a mixed-use office led (Class E) development comprising a basement, ground plus eight storey building for flexible retail / restaurant / office uses at ground floor and basement (Class E), basement excavation, provision of roof terraces, external plant equipment and enclosures, servicing bay, waste storage, cycle parking, public realm works; partial demolition and Refurbishment of 88 Gray’s Inn Road for use of the upper floors for housing (Class C3) and ground floor as offices (Class E) with associated external alterations and associated works. | 2022-10-11 |  | Pending | Office & Retail | Yes | Substructure and/or Façade Retained | 1960s | Not listed | 7893 | 12747 | 7893 | 61.5% | 12747 | No new basement | Reinforced Concrete | Timber |  |  |  | 9 | 12 | 11 | 3 |  |  | Max Fordham | Heyne Tillet Steel | Max Fordham | Piercy & Company | One Click LCA | Project 9 | 100% | 2
101 Whitechapel High Street | Assessment 1 - no decarbonisation | 1035 | 1153 | 1270 | 1388 | 1505 | 1623 | 1741 | 1858 | 1976 | 2093 | 2211 | 2328 | 2446 | Tower Hamlets | E1 7RA | PA/20/02726/R | Planning Portal | Demolition of 101 Whitechapel High Street, 2 ? 6 Commercial Street and the western annex of the Canon Barnett Primary School; partial demolition and partial retention of 102 - 105 Whitechapel High Street (with internal alterations); and redevelopment to provide a building ranging from ground plus 4-14 storeys, comprising office and retail (Class E); relocation and expansion of the existing school playground; associated cycle parking, hard and soft landscaping another associated works. | 2021-01-12 | 2022-02-22 | Not granted | Office | Yes | Heavy Refurbishment | 1900s | Not listed | 7366 | 40772 | 4693 | 453.5% | 38099 | New | [5 empty] | 5 | 18 | 15 | 13 |  |  | Buro Happold | Buro Happold | Buro Happold | Foster + Partners | One Click LCA | Project 11 | 63.71% | 3
115 - 123 Houndsditch | Assessment 1 - no decarbonisation | 427 | 516 | 604 | 693 | 781 | 870 | 958 | 1047 | 1135 | 1224 | 1312 | 1401 | 1489 | City of London | EC3A 7BR | 21/00622/FULEIA | Planning Portal | Demolition of existing buildings and construction of a new building comprising four basement levels (plus one basement mezzanine), ground floor plus 23 upper storeys, including office use (Class E), flexible retail / cafe use (Class E); community space (Sui Generis), ancillary basement cycle parking, servicing and plant; new public realm and highway works; and other works associated with the development. ¦ 115 - 123 Houndsditch London EC3A 7BU | 2021-07-19 | 2022-02-01 | Granted | Office & Retail | No | New Build | 1980s | Not listed | 14326 | 66881 | 14326 | 366.9% | 66881 | New | [5 empty] | 7 | 28 | 24 | 22 |  |  | Atelier Ten | AKT II | Norman, Disney & Young | Allford Hall Monaghan Morris | One Click LCA | Project 12 | 100% | 1
120 Fleet Street | Assessment 1 - no decarbonisation | 692 | 807 | 922 | 1038 | 1153 | 1268 | 1383 | 1498 | 1613 | 1729 | 1844 | 1959 | 2074 | City of London | EC4A 2BE | 21/00538/FULEIA | Planning Portal | Demolition of existing River Court building, part demolition of basement and foundations, erection of new building with 2 basement levels and ground floor plus 20-storeys. Change of use of Daily Express Building alterations/refurbishment to listed building. | 2021-10-26 | 2021-10-26 |  | Office | Yes | Heavy Refurbishment | 1930s | Grade II* | 58818 | 74065.1667 | 54427.1667 | 25.92% | 69674.3333 | New and retained basement | Reinforced Concrete | Steel |  |  | Minimal intervention | 7 | 23 | 21 | 1 | 21 |  | chapmanbdsp | AKT II | chapmanbdsp | Bjarke Ingels Group | One Click LCA | Project 13 | 92.53% | 3
14-21 Holborn Viaduct | Assessment 1 - no decarbonisation | 697 | 821 | 946 | 1070 | 1194 | 1318 | 1443 | 1567 | 1691 | 1815 | 1940 | 2064 | 2188 | City of London | EC1A 2DE | 21/00755/FULMAJ | Planning Portal | Demolition of existing buildings at 14-21 Holborn Viaduct, 34-35 and 32-33A Farringdon Street, and construction of a new building arranged over 2 basement levels, ground and 10 upper floors to Holborn Viaduct and 12 upper floors to Farringdon Street to provide a new Commercial, Business and Service (Class E) building; new publicly accessible lift to provide step-free access between Holborn Viaduct and Farringdon Street; hard and soft landscaping works and other works incidental to the development. | 2021-09-03 | 2022-02-07 | Granted | Office & Retail | No | Substructure and/or Façade Retained | 1920s | Not listed | 16944 | 35948 |  | 112.2% | 19004 | [6 empty] | 11 | 15 | 13 | 4 |  |  | Hilson Moran | Heyne Tillet Steel | Hilson Moran | PLP Architecture | eTool LCD | Project 14 | 0% | 2
1-5 Lower Marsh | Assessment 1 - no decarbonisation | 514 | 590 | 666 | 742 | 817 | 893 | 969 | 1045 | 1121 | 1197 | 1272 | 1348 | 1424 | Lambeth | SE1 7NT | 23/00357/FUL | Planning Portal | 2 storeys added supported by existing structure's 4th floor slab, small area of 5th floor slab demolished and replaced, small ground floor Refurbishment, façade alterations | 2023-02-02 |  | Pending | Office | No | Heavy Refurbishment | 1990s | Not listed | 4927 | 6294 | 132 | 27.75% | 1499 | No new basement | Reinforced Concrete |  | RC Cores / shear walls |  |  | 6 | 8 | 7 | 2 |  |  | Sweco | Davis Maguire | Sweco | Fathom | One Click LCA | Project 15 | 2.679% | 3
15 Minories, 57-60 & 62 Aldgate High Street And 1 Little Somerset Street | Assessment 1 - no decarbonisation | 828 | 1060 | 1293 | 1525 | 1758 | 1990 | 2223 | 2455 | 2687 | 2920 | 3152 | 3385 | 3617 | City of London | EC3N 1BJ | 16/00406/FULMAJ | Planning Portal | Demolition of existing buildings and erection of a mixed use building with 3 basement levels | 2016-04-15 |  | Pending | Office | No | New Build | 1970s | Not listed | 20231 | 32613 | 20231 | 61.2% | 32613 | New | [6 empty] | 14 | 13 |  |  |  | Hoare Lea | WSP | Hoare Lea | ACME | One Click LCA | Project 16 | 100% | 1
15-17 Eldon Street | Assessment 1 - no decarbonisation | 391 | 523 | 654 | 786 | 918 | 1049 | 1181 | 1313 | 1444 | 1576 | 1708 | 1839 | 1971 | City of London | EC2M 7LD | 21/00282/FULMAJ | Planning Portal | Demolition of 5th floor level and Eldon Street facade. Refurbishment and refurbishment of the existing Class E use building to provide a replacement 5th floor level, additional 6th, 7th and 8th floor levels and new facade to Eldon Street. I | 2021-04-09 | 2023-02-14 | Granted | Office | No | Heavy Refurbishment | 1980s | Not listed | 4161 | 5890 | 1009 | 41.55% | 2738 | No new basement | Reinforced Concrete | Steel | RC Cores / shear walls | RC Cores / shear walls | Load balancing at all levels | 7 | 11 | 9 | 4 |  |  | Verte | Frankham Consultancy Group | Butler and Young Associates | Gort Scott |  | Project 17 | 24.25% | 3
166 High Holborn | Assessment 1 - no decarbonisation | 864 | 933 | 1002 | 1071 | 1140 | 1209 | 1278 | 1346 | 1415 | 1484 | 1553 | 1622 | 1691 | Camden | WC1V 6PB | 2023/2510/P | Planning Portal | Redevelopment of Selkirk House, 166 High Holborn and 1 Museum Street following the substantial demolition of the existing NCP car park and former Travelodge Hotel to provide a mixed-use scheme, providing office, residential, and town centre uses at ground floor level. Works of part-demolition and refurbishment to 10-12 Museum Street, 35-41 New Oxford Street, and 16A-18 West Central Street to provide further town centre ground floor uses and residential floorspace, including affordable housing provision. Provision of new public realm including a new pedestrian route through the site to link West Central Street with High Holborn. Relocation of cycle hire docking stations on High Holborn. | 2023-06-27 |  | Pending | Commercial & Residential |  | New Build |  |  | 0 | 493 | 0 |  | 493 | [7 empty] | 6 | 6 |  |  |  | Scotch Partners | Arup |  |  |  | Project 18 | 100% | 1
16A-18 West Central Street | Assessment 1 - no decarbonisation | 631 | 713 | 795 | 876 | 958 | 1040 | 1122 | 1203 | 1285 | 1367 | 1449 | 1530 | 1612 | Camden | WC1A 1JJ | 2023/2510/P | Planning Portal | Demolition of the existing building to leave just the basement walls and slab (existing retaining walls to be temporary propped prior to demolishing the ground floor); and Provide a new build concrete framed residential block with commercial at ground floor and plant space within the existing basement. | 2023-06-27 |  | Pending | Residential (inc. student accomodation) | Yes | Substructure and/or Façade Retained | 1900s | Not listed | 2712 | 3247 | 1718 | 19.73% | 2253 | No new basement | Brickwork and timber | Reinforced Concrete | None |  |  | 3 | 6 | 6 | 3 |  |  | Scotch Partners | Heyne Tillet Steel | Scotch Partners | DSDHA |  | Project 19 | 63.35% | 2
175 Bishopsgate/Exchange Square | Assessment 1 - no decarbonisation | 576 | 722 | 867 | 1013 | 1159 | 1304 | 1450 | 1596 | 1741 | 1887 | 2033 | 2178 | 2324 | City of London | EC2M 3WA | 21/00930/FULMAJ | Planning Portal | Part demolition, Refurbishment to existing façade facing onto square and upper levels. Increase height and widen Arcade. Creation of Refurbishment terraces | 2022-04-04 | 2023-06-14 | Granted | Office & Retail | No | Light Refurbishment | 1980s | Not listed | 55000 | 58903 | 5500 | 7.096% | 9403 | No new basement | Reinforced Concrete | Steel |  |  | Minimal intervention | 12 | 12 | 12 |  |  |  | Sweco |  |  | Fletcher Priest Architects |  | Project 20 | 10% | 4
18 Blackfriars Road - Office Building | Assessment 1 - no decarbonisation | 787 | 870 | 953 | 1037 | 1120 | 1203 | 1286 | 1369 | 1452 | 1536 | 1619 | 1702 | 1785 | Southwark | SE1 9JU | 23/AP/1854 | Planning Portal | 45-storey building above podium. Improvements to existing public house | 2023-07-05 |  |  | Office |  | New Build |  |  |  | 116381 |  |  | 116381 | [7 empty] | 48 | 48 |  |  |  | Arup |  |  |  |  | Project 21 | 100% | 1
18 Blackfriars Road - Paris Building | Assessment 1 - no decarbonisation | 861 | 964 | 1067 | 1170 | 1272 | 1375 | 1478 | 1581 | 1684 | 1787 | 1889 | 1992 | 2095 | Southwark | SE1 9JU | 23/AP/1854 | Planning Portal | 22 storey building above podium comprising of affordable residential accommodation. |  |  |  | Residential (inc. student accomodation) |  | New Build |  |  |  | 19384 |  |  | 19384 | [7 empty] | 25 | 25 |  |  |  | Arup |  |  |  |  | Project 22 | 100% | 1
18 Blackfriars Road - Stamford Building | Assessment 1 - no decarbonisation | 908 | 1014 | 1120 | 1226 | 1331 | 1437 | 1543 | 1649 | 1755 | 1861 | 1966 | 2072 | 2178 | Southwark | SE1 9JU | 23/AP/1854 | Planning Portal | Erection of ground plus 3-storey podium (retail, leisure), 2 basement levels. 2 residential buildings of 22 and 40 storeys above podium. | 2023-07-04 |  |  | Residential (inc. student accomodation) |  | New Build |  |  |  | 39578 |  |  | 39578 | [7 empty] | 42 | 40 |  |  |  | Arup |  |  |  |  | Project 23 | 100% | 1
181 Talgarth Road | Assessment 1 - no decarbonisation | 473 | 584 | 695 | 807 | 918 | 1029 | 1140 | 1251 | 1362 | 1474 | 1585 | 1696 | 1807 | Hammersmith and Fulham | W6 8DN | 2021/03561/FUL | Planning Portal | Currently clear site, erection of two buildings | 2021-11-04 | 2022-08-11 |  | Residential (inc. student accomodation) |  | New Build |  |  |  | 16943 |  |  | 16943 | [7 empty] | 16 | 16 |  |  |  | Stroma |  |  |  |  | Project 24 | 100% | 1
18-20 Savile Row | Assessment 1 - no decarbonisation | 907 | 951 | 996 | 1040 | 1085 | 1129 | 1174 | 1218 | 1262 | 1307 | 1351 | 1396 | 1440 | Westminster | W1S 3PW | 22/03276/FULL | Planning Portal | Demolition of all existing buildings, excavation to deepen existing basement, and redevelopment to provide an eight storey building plus one storey basement comprising flexible retail (Class E(a)) and/or restaurant (Class E(b)) floorspace and tailoring floorspace (Class E(a), Class E(g)(ii) & Class E(g)(iii)) at part ground floor; and office floorspace (Class E(g)(i)) at part ground and on all upper floors; external terraces and associated hard and soft landscaping; cycle parking; replacement of commemorative plaque and other associated works. ¦ Development Site At 18 - 20 Savile Row London | 2022-05-16 | 2024-03-02 | Not granted | Office & Retail | No | New Build | 1950s | Not listed | 7684 | 8724 | 7684 | 13.53% | 8724 | New and retained basement | Reinforced Concrete | Steel | RC Cores / shear walls | RC Cores / shear walls |  | 9 | 9 | 8 | 8 |  |  | Norman, Disney & Young | Elliot Wood | Norman, Disney & Young | Fathom | One Click LCA |  | 100% | 1
19-35 Baker Street | Assessment 1 - no decarbonisation | 1095 | 1095 | 1095 | 1095 | 1095 | 1095 | 1095 | 1095 | 1095 | 1095 | 1095 | 1095 | 1095 | Westminster | W1U 6DD | 16/11376/FULL | Planning Portal | Demolition of the existing buildings at 19-35 Baker Street, 88-110 George Street, 69-71 Blandford Street and redevelopment to create a mixed use scheme providing offices (Class B1), retail (Class A1 and flexible Class A1/A3 units) and up to 51 residential units (Class C3) within a new ground plus nine storey building (and an enclosed plant area) on Baker Street; a new stepped ground plus four to ground plus six storey building on George Street; refurbishment, Refurbishment and the change of use of the first floor from office to residential at 30 Gloucester Place; creation of a single storey basement level linking the Baker Street and George Street buildings to provide car and cycle parking, refuse and servicing; creation of a new central, publically accessible courtyard; removal of 5 trees and replacement trees across the site, a new publically accessible route at ground level connecting Baker Street and Gloucester Place; associated plant, landscaping, replacement pavements in part and other associated works. (Linked application 16/11377/LBC) (Revised scheme i. Stepping back at level 8 and above to Baker Street building. ii. Details of buidling line of Baker Street building. iii. Details of servicing arrangements. iv. Details of distribution of Class A1 and A3 uses within the scheme) | 2016-11-29 | 2019-03-27 | Granted | Office, Retail & Residential |  | New Build | 1970s |  | 20087 | 49561 |  | 146.7% | 29474 | New | [6 empty] | 10 | 9 |  |  |  | Arup | AKT II | Arup | Hopkins Architects |  | Project 25 | 100% | 1
19-35 Sylvan Grove | Assessment 1 - no decarbonisation | 577 | 648 | 719 | 790 | 861 | 932 | 1003 | 1074 | 1145 | 1216 | 1287 | 1358 | 1429 | Southwark | SE15 1PD | 23/AP/0582 | Planning Portal | 2 buildings of up to 7 storeys and 34 storeys. Partial demolition, erection of new mixed-use building. | 2023-03-02 |  | Pending | Residential (inc. student accomodation) |  | Heavy Refurbishment | 1920s | Not listed | 2154 | 27476 | 1720 | 1176% | 27042 | New | Masonry and steel | Reinforced Concrete | Moment frame | Cores and bracing | Load balancing at all levels | 2 | 36 | 35 |  | 36 |  | Introba | Civic Engineers |  | TP Bennett |  | Project 26 | 79.85% | 3
20 Giltspur Street | Assessment 1 - no decarbonisation | 523 | 676 | 829 | 982 | 1134 | 1287 | 1440 | 1593 | 1746 | 1899 | 2051 | 2204 | 2357 | City of London | EC1A 9DD | 22/00867/FULMAJ | Planning Portal | Alteration and Refurbishment of existing building. Infill Refurbishments at upper levels (uppermost floor extended to area of lower floors) . Altered and additional entrances. Altered plant enclosure. Façade alterations. | 2022-09-12 | 2022-12-12 |  | Office | No | Heavy Refurbishment | 2000s | Not listed | 8734 | 11184 | 2023.6 | 28.05% | 4473.6 | No new basement | Steel | Steel | RC Cores / shear walls | RC Cores / shear walls | Load balancing at all levels | 7 | 6 | 6 |  |  | None required | Norman Disney & Young | Elliot Wood | Norman, Disney & Young | Buckley Gray Yeoman |  | Project 30 | 23.17% | 3
216-220 Blackfriars Road | Assessment 1 - no decarbonisation | 614 | 893 | 1173 | 1452 | 1732 | 2011 | 2291 | 2570 | 2849 | 3129 | 3408 | 3688 | 3967 | Southwark | SE1 9JU | 20/AP/3250 | Planning Portal | Part 22 and part15 storeys + 3 basement levels, | 2020-11-03 | 2022-07-20 |  | Commercial & Residential |  | New Build |  |  |  | 40097 |  |  | 40097 | [7 empty] | 25 | 22 |  |  |  | WSP |  |  |  |  | Project 31 | 100% | 1
25 Mandela Way | Assessment 1 - no decarbonisation | 775 | 819 | 863 | 906 | 950 | 994 | 1038 | 1081 | 1125 | 1169 | 1213 | 1256 | 1300 | Southwark | SE1 5SZ | 23/AP/0950 | Planning Portal | Up to 4-storey building. | 2023-04-04 |  |  | Industrial |  | New Build |  |  |  | 15118 |  |  | 15118 | [7 empty] | 4 | 4 |  |  |  | ADW Development |  |  |  |  | Project 33 | 100% | 1
257-283 Ilderton Road | Assessment 1 - no decarbonisation | 562 | 611 | 660 | 708 | 757 | 806 | 855 | 903 | 952 | 1001 | 1050 | 1098 | 1147 | Southwark | SE15 1EZ | 23/AP/1317 | Planning Portal | 30-storey accommodation block and 10-storey storage facility.Plants on roof | 2023-05-09 |  |  | Residential (inc. student accomodation) |  | New Build |  |  |  | 29541 |  |  | 29541 | [7 empty] | 30 | 30 |  |  |  | Atelier Ten |  |  |  |  | Project 34 | 100% | 1
26 To 46 Lisson Grove | Assessment 1 - no decarbonisation | 921 | 1030 | 1139 | 1248 | 1357 | 1466 | 1576 | 1685 | 1794 | 1903 | 2012 | 2121 | 2230 | Westminster | NW1 6TT | 22/05145/FULL | Planning Portal | Reuse part of existing basement | 2022-07-28 | 2023-01-06 |  | Office & Retail | No | Substructure and/or Façade Retained | 1960s | Not listed | 6192 | 10624 | 4404 | 71.58% | 8836 | No new basement | [5 empty] | 5 | 8 | 7 | 3 |  |  | Sweco |  |  |  |  | Project 35 | 71.12% | 2
302-312 Stratford High Street | Assessment 1 - no decarbonisation | 539 | 663 | 787 | 910 | 1034 | 1158 | 1282 | 1405 | 1529 | 1653 | 1777 | 1900 | 2024 | London Legacy Development Corporation | E15 1AJ | 22/00098/FUL | Planning Portal | Demolition of existing buildings and redevelopment of the site to provide a part 12, part 25 storey building (plus 2 basement levels) for a mixed-use development comprising 465 student accommodation rooms (Sui Generis), 786sqm workspace (Class E), a new public house consisting of 141sqm (Sui Generis) with hard and soft landscaping, public realm improvements including enhancements to the Channelsea River, a new vehicular access, parking and associated works. This application is accompanied by an Environmental Statement (ES) (dated February 2022) submitted pursuant to the Town and Country Planning (Environmental Impact Assessment) Regulations (2017), as amended | 2022-03-16 | 2023-05-22 | Granted | Commercial & Residential | No | New Build | 1930s | Not listed | 1337 | 16203 | 1337 | 1112% | 16203 | New | [5 empty] | 3 | 27 | 25 | 27 |  |  | Elementa | Meinhardt | Meinhardt | Henley Halebrown | One Click LCA | Project 36 | 100% | 1
330 Grays Inn Road | Assessment 1 - no decarbonisation | 821 | 956 | 1092 | 1227 | 1362 | 1498 | 1633 | 1768 | 1904 | 2039 | 2174 | 2310 | 2445 | Camden | WC1X 8DA | 2023/0904/P | Planning Portal | Retention of an existing building with a two storey Refurbishment, and demolition of all other buildings | 2023-03-03 |  | Pending | Office, Retail & Residential | Yes | Heavy Refurbishment | 1870s | Not listed | 12811 | 35681 | 12097.38 | 178.5% | 34967.38 | New and retained basement | Masonry and steel | Reinforced Concrete | RC Cores / shear walls | RC Cores / shear walls | Load balancing at foundations | 3 | 2 | 5 | 2 | 15 |  | XCO2 | WSP |  | Allford Hall Monaghan Morris | One Click LCA | Project 37 | 94.43% | 3
334-348 Oxford Street | Assessment 1 - no decarbonisation | 644 | 908 | 1173 | 1437 | 1702 | 1966 | 2231 | 2495 | 2759 | 3024 | 3288 | 3553 | 3817 | Westminster | W1C 1JG | 21/05110/FULL | Planning Portal | Alterations and Refurbishments to, and partial demolition of, existing building to provide partly extended and refurbished, and partly new, building comprising deepened basement, ground, and nine upper floors | 2021-07-26 | 2022-03-01 | Granted | Office & Retail | No | Heavy Refurbishment | 1970s | Not listed | 33632 | 43040 | 0 | 27.97% | 9408 | New and retained basement | [5 empty] | 8 | 11 | 10 | 3 |  |  | Atelier Ten | AKT II | Atelier Ten | Allford Hall Monaghan Morris | One Click LCA | Project 38 | 0% | 3
38-42 Southwark Bridge Road | Assessment 1 - no decarbonisation | 863 | 945 | 1026 | 1108 | 1189 | 1271 | 1353 | 1434 | 1516 | 1597 | 1679 | 1760 | 1842 | Southwark | SE1 9EJ | 22/AP/4006 | Planning Portal |  | 2022-11-23 |  |  | Office |  | New Build |  |  |  | 16870 |  |  | 16870 | [7 empty] | 7 | 7 |  |  |  | Arup |  |  |  |  | Project 39 | 100% | 1
38-70 Baker Street | Assessment 1 - no decarbonisation | 572 | 670 | 768 | 866 | 964 | 1062 | 1160 | 1258 | 1356 | 1454 | 1552 | 1650 | 1748 | Westminster | W1U 7BT | 22/08200/FULL | Planning Portal | Reuse of existing basement | 2022-12-01 |  |  | Commercial & Residential | No | Substructure and/or Façade Retained | 1950s | Not listed | 19618 | 33223 | 19618 | 69.35% | 33223 | No new basement | [5 empty] | 7 | 10 | 9 | 3 |  |  | Buro Happold |  |  |  |  | Project 40 | 100% | 2
45 Hornsey Road | Assessment 1 - no decarbonisation | 848 | 914 | 980 | 1046 | 1111 | 1177 | 1243 | 1309 | 1375 | 1441 | 1506 | 1572 | 1638 | Islington | N7 7DD | P2022/1943/FUL | Planning Portal | Demolition of existing building and structure and erection of 12-storey building and refurb. of railway arches | 2022-05-25 | 2023-07-18 |  | Residential (inc. student accomodation) |  | New Build |  |  |  | 9983 |  |  | 9983 | [7 empty] | 12 | 12 |  |  |  | Energist |  |  |  |  | Project 41 | 100% | 1
458 Oxford Street | Assessment 1 - no decarbonisation | 578 | 707 | 835 | 964 | 1093 | 1221 | 1350 | 1479 | 1607 | 1736 | 1865 | 1993 | 2122 | Westminster | W1C 1AP | 21/04502/FULL | Planning Portal |  | 2021-07-02 | 2022-03-07 |  | Office |  | New Build |  |  |  | 60777 |  |  | 60777 | [7 empty] | 11 | 9 |  |  |  | Arup | Arup | Arup | Pilbrow & Partners | One Click LCA | Project 42 | 100% | 1
47-50 Mark Lane | Assessment 1 - no decarbonisation | 701 | 742 | 783 | 823 | 864 | 905 | 946 | 986 | 1027 | 1068 | 1109 | 1149 | 1190 | City of London | EC3R 7QQ | 22/01245/FULMAJ | Planning Portal | Demolition of existing buildings and structures, retention of existing basement, construction of new ground plus 11-storey building with plant above. | 2022-12-21 | 2023-03-22 |  | Office | No | Substructure and/or Façade Retained | 1960s | Not listed | 16523 | 30218 | 16523 | 82.88% | 30218 | No new basement | [6 empty] | 11 | 11 | 11 |  |  | GXN Innovation | AKT II | Atelier Ten | Orms Designers and Architects | One Click LCA | Project 43 | 100% | 2
55 Gracechurch Street | Assessment 1 - no decarbonisation | 920 | 970 | 1020 | 1071 | 1121 | 1171 | 1221 | 1271 | 1321 | 1372 | 1422 | 1472 | 1522 | City of London | EC3V 0EE | 20/00671/FULEIA | Planning Portal | Demolition of existing buildings. New building with basement levels and ground floor plus 29 storeys. | 2020-08-24 | 2021-01-26 |  | Office |  | New Build |  |  |  | 33202 |  |  | 33202 | [7 empty] | 32 | 29 |  |  |  | TFT |  |  |  |  | Project 47 | 100% | 1
61 - 65 Holborn Viaduct London EC1A 2FD | Assessment 1 - no decarbonisation | 771 | 892 | 1013 | 1134 | 1255 | 1376 | 1497 | 1617 | 1738 | 1859 | 1980 | 2101 | 2222 | City of London | EC1A 2DE | 21/00781/FULMAJ | Planning Portal | Erection of new ground plus 12-storey building with 2 basement levels, existing single storey basement wall is re-used | 2021-09-13 | 2022-02-01 |  | Residential (inc. student accomodation) |  | New Build |  |  |  | 20463 |  |  | 20463 | [7 empty] | 14 | 12 |  |  |  | Hodkinson |  |  |  |  | Project 48 | 100% | 1
6-12 Verney Road | Assessment 1 - no decarbonisation | 877 | 923 | 969 | 1015 | 1061 | 1107 | 1153 | 1199 | 1245 | 1291 | 1337 | 1383 | 1429 | Southwark | SE16 3FN | 23/AP/0948 | Planning Portal | Up to 4-storey building. | 2023-04-05 |  |  | Industrial |  | New Build |  |  |  | 20864 |  |  | 20864 | [7 empty] | 4 | 4 |  |  |  | Insignis |  |  |  |  | Project 49 | 100% | 1
63 - 66 Coleman Street | Assessment 1 - no decarbonisation | 665 | 703 | 740 | 778 | 816 | 853 | 891 | 929 | 966 | 1004 | 1042 | 1079 | 1117 | City of London | EC2R 5AN | 21/00694/FULMAJ | Planning Portal | Front façade retention | 2021-08-09 | 2022-12-14 |  | Office & Retail | No | Substructure and/or Façade Retained | 1870s | Not listed | 3851 | 5220 | 3851 | 35.55% | 5220 | [6 empty] | 8 | 10 | 9 | 2 |  |  | FLATT | Heyne Tillet Steel | FLATT | Emrys Architects | One Click LCA | Project 50 | 100% | 2
63 New Bond Street | Assessment 1 - no decarbonisation | 538 | 629 | 719 | 810 | 901 | 991 | 1082 | 1173 | 1263 | 1354 | 1445 | 1535 | 1626 | Westminster | W1S 1RJ | 23/08027/FULL | Planning Portal | Alteration and extension of the existing buildings, including partial demolition and retention and retrofit to provide a building with basement, ground and ten upper floors, setback at fifth to eighth floors with terraces, setback at ninth floor with terrace and plant, and a roof terrace with lift over run and pavilion at the tenth floor, with satellite dish, green roof and solar photo voltaic panels on its roof, and associated works, to provide for retail (Class E (a)) and office (Class E(g)(i)) uses together with associated ancillary spaces to those uses. ¦ Fenwicks 58 - 63 New Bond Street London W1S 1RJ | 2023-11-20 | 2024-03-02 | Granted | Office & Retail | No | Heavy Refurbishment | 1800s | Not listed | 15079 | 18617 |  | 23.46% | 3538 | New and retained basement | Masonry and steel | Reinforced Concrete | RC Cores / shear walls | RC Cores / shear walls | Capacity enhancement | 7 | 4 | 6 | 4 |  |  | Buro Happold | Buro Happold | Buro Happold | Foster + Partners | One Click LCA |  | 0% | 3
65 Gresham St | Assessment 1 - no decarbonisation | 392 | 445 | 499 | 552 | 606 | 659 | 713 | 766 | 819 | 873 | 926 | 980 | 1033 | City of London | EC2V 7NQ | 22/00848/FULMAJ | Planning Portal | Horizontal Refurbishment at 8th and 9th floor levels and three-storey vertical Refurbishment plus plant enclosure to create Class E floorspace; alterations and refurbishment to existing windows and facades; structural alterations and repositioning of cores; creation of new and refurbished entrances on Gresham Street and at the junction of Aldermanbury and Love Lane; creation of inset balconies; creation of roof terraces at levels 8, 10 and 12; removal and replacement of plant and installation of PV; public realm improvements for new hard and soft landscaping; removal of ground floor mezzanine level facilitating the provision of retail frontages and retail units to Aldermanbury; provision of cycle storage and other works incidental to the development. ¦ 65 Gresham Street London EC2V 7NQ | 2022-09-07 |  | Pending | Office | No | Heavy Refurbishment | 2000s | Not listed | 41136 | 54290 | 0 | 31.98% | 13154 | No new basement | [5 empty] | 12 | 17 | 14 | 5 | 2 |  | Longevity Partners | Buro Happold | Atelier Ten | Squire and Partners | One Click LCA | Project 51 | 0% | 3
7 Millbank | Assessment 1 - no decarbonisation | 1154 | 1267 | 1380 | 1494 | 1607 | 1720 | 1833 | 1946 | 2059 | 2173 | 2286 | 2399 | 2512 | Westminster | SW1P 3JA | 21/01508/FULL | Planning Portal |  | 2021-03-10 | 2022-02-08 |  | Office |  | New Build |  |  |  | 19414 |  |  | 19414 | [7 empty] | 10 | 8 |  |  |  | Hilson Moran |  |  |  |  | Project 53 | 100% | 1
70 Gracechurch Street | Assessment 1 - no decarbonisation | 1013 | 1133 | 1254 | 1374 | 1495 | 1615 | 1736 | 1856 | 1976 | 2097 | 2217 | 2338 | 2458 | City of London | EC3V 0XL | 20/00671/FULEIA | Planning Portal | Demolition of existing buildings. New building with basement levels and ground floor plus 33 storeys | 2020-10-13 | 2021-09-29 |  | Office |  | New Build |  |  |  | 60616 |  |  | 60616 | [7 empty] | 37 | 33 |  |  |  | TFT |  |  |  |  | Project 54 | 100% | 1
747-759 & 765-775 Old Kent Road | Assessment 1 - no decarbonisation | 650 | 682 | 714 | 746 | 778 | 810 | 842 | 873 | 905 | 937 | 969 | 1001 | 1033 | Southwark | SE15 1NZ | 23/AP/1862 | Planning Portal | Building A: 33 storeys + basement. B: 19 storeys. C: 15 storeys. D: 20 storeys | 2023-07-03 |  |  | Residential (inc. student accomodation) |  | New Build |  |  |  | 51386 |  |  | 51386 | [7 empty] | 35 | 33 |  |  |  | Whitecode |  |  |  |  | Project 55 | 100% | 1
76-78 Upper Ground | Assessment 1 - no decarbonisation | 511 | 617 | 723 | 829 | 935 | 1041 | 1147 | 1253 | 1359 | 1465 | 1571 | 1677 | 1783 | Lambeth | SE1 9PZ | 21/01142/FUL | Planning Portal | Refurbishment, partial demolition and Refurbishment of the existing building, 80% retention. New core. Plant on roof extended. | 2021-03-19 | 2021-12-23 |  | Office | No | Heavy Refurbishment | 1980s | Grade II | 27790 | 38840 | 5060 | 39.76% | 16110 | No new basement | [5 empty] | 6 | 7 | 6 | 1 | 4 |  | Watkins Payne | Heyne Tillet Steel | Watkins Payne Partnership | Allford Hall Monaghan Morris | One Click LCA | Project 56 | 18.21% | 3
79-87 Westminster Bridge Road | Assessment 1 - no decarbonisation | 598 | 706 | 814 | 923 | 1031 | 1139 | 1247 | 1355 | 1463 | 1572 | 1680 | 1788 | 1896 | Lambeth | SE1 7XT | 20/03539/FUL | Planning Portal | Erection of ground plus 14-storey building and two basement levels | 2020-10-13 |  |  | Hotel |  | New Build |  |  |  | 8529 |  |  | 8529 | [7 empty] | 16 | 14 |  |  |  | Meinhardt |  |  |  |  | Project 57 | 100% | 1
8 - 12 New Bridge Street | Assessment 1 - no decarbonisation | 858 | 981 | 1104 | 1227 | 1350 | 1473 | 1596 | 1718 | 1841 | 1964 | 2087 | 2210 | 2333 | City of London | EC4V 6AL | 22/00622/FULMAJ | Planning Portal | Part demolition of Fleet House, full demolition of St Bride's Tavern (basement levels retained). Erection of 8-storey building | 2022-07-07 | 2023-01-31 |  | Office | No | Heavy Refurbishment | 1950s | Not listed | 5612 | 7810 | 1332 | 39.17% | 3530 | No new basement | Reinforced Concrete |  | RC Cores / shear walls | RC Cores / shear walls | Horizontal Refurbishment | 8 | 11 | 10 | 1 | 11 |  | Hoare Lea | AKT II | Hoare Lea | HOK International | One Click LCA | Project 58 | 23.73% | 3
81-103 King's Road | Assessment 1 - no decarbonisation | 852 | 980 | 1108 | 1236 | 1364 | 1492 | 1620 | 1747 | 1875 | 2003 | 2131 | 2259 | 2387 | Kensington and Chelsea | SW3 4NX | PP/23/00968 | Planning Portal | Demolition of existing building and redevelopment for new building up to four storeys and basement. 10% basement retained. | 2023-02-07 |  |  | Office | No | Substructure and/or Façade Retained | 1980s | Not listed | 9790 | 16138 | 5831 | 64.84% | 12179 | No new basement | [5 empty] | 5 | 5 | 4 |  |  |  | Ramboll | Robert Bird Group | Ramboll | Pilbrow & Partners | One Click LCA | Project 62 | 59.56% | 2
85 Gracechurch Street | Assessment 1 - no decarbonisation | 1122 | 1183 | 1245 | 1306 | 1367 | 1428 | 1490 | 1551 | 1612 | 1673 | 1735 | 1796 | 1857 | City of London | EC3V 0AA | 22/01155/FULEIA | Planning Portal | Partial demolition of existing building (Gracechurch Street frontage adapted) and the construction of a 32 storey building plus basement levels | 2022-11-30 | 2023-10-11 | Granted | Office & Retail | No | Substructure and/or Façade Retained | 1930s | Not listed | 8035 | 37746 | 8035 | 369.8% | 37746 | New and retained basement | Steel |  |  |  |  | 10 | 37 | 33 | 27 |  |  | Sweco | Robert Bird Group |  | Woods Bagot |  | Project 63 | 100% | 2
88 Grays Inn Road | Assessment 1 - no decarbonisation | 277 | 354 | 432 | 509 | 586 | 664 | 741 | 818 | 896 | 973 | 1050 | 1128 | 1205 | Camden | WC1X 8AA | 2022/4259/P | Planning Portal | Existing building is being retained and refurbished | 2022-10-11 |  |  | Commercial & Residential | Yes | Retrofit | 1960s | Not listed | 1280 | 1149 | 0 | -10.23% | 0 | No new basement | Reinforced Concrete |  |  |  |  | 4 | 4 | 4 |  | 2 |  | Max Fordham | Heyne Tillet Steel | Max Fordham | Piercy & Company | One Click LCA | Project 64 | 0% | 5
9-10 and 11 Angel Court | Assessment 1 - no decarbonisation | 776 | 918 | 1061 | 1203 | 1346 | 1488 | 1631 | 1773 | 1915 | 2058 | 2200 | 2343 | 2485 | City of London | EC2R 7BH | 22/00860/FULMAJ | Planning Portal | Demolition of the existing buildings except 9-10 Angel Court façade (up to 4th floor), new building constructed behind that façade, replica façade of 11 Angel Court up to 3rd floor, over 3 basement levels, ground mezzanine and 9 upper floors plus plant room. | 2022-09-08 | 2023-02-22 |  | Hotel |  | New Build |  |  |  | 4878 |  |  | 4878 | [7 empty] | 12 | 9 |  |  |  | Greengage |  |  |  |  | Project 67 | 100% | 1
99 City Road | Assessment 1 - no decarbonisation | 705 | 829 | 953 | 1076 | 1200 | 1324 | 1448 | 1571 | 1695 | 1819 | 1943 | 2066 | 2190 | Islington | EC1Y 9DD | P2023/1070/FUL | Planning Portal | Majority of original foundations kept, new façade, core and column added, ground floor to be set back. 63% retention of existing structure. | 2023-04-17 |  |  | Office & Retail |  | Heavy Refurbishment | 1990s | Not listed | 21667 | 64873 | 8016.79 | 199.4% | 51222.79 |  |  |  |  | RC Cores / shear walls |  | 10 | 36 | 35 |  | 35 |  | Twin and Earth |  |  |  |  | Project 68 | 37% | 3
Apollo Business Centre, 158 Trundley's Road | Assessment 1 - no decarbonisation | 462 | 592 | 721 | 851 | 980 | 1110 | 1240 | 1369 | 1499 | 1628 | 1758 | 1887 | 2017 | Lewisham | SE8 5JE | DC/23/130258 | Planning Portal | Mixed-use redevelopment of the site for a new building comprising part 10, part 26 storeys. 50% GGBS in superstructure concrete mix | 2023-02-02 |  |  | Commercial & Residential |  | New Build |  |  |  | 23204 |  |  | 23204 | [7 empty] | 27 | 26 |  |  |  | Greengage |  |  |  |  | Project 69 | 100% | 1
Borough Triangle Site | Assessment 1 - no decarbonisation | 650 | 688 | 726 | 764 | 802 | 840 | 879 | 917 | 955 | 993 | 1031 | 1069 | 1107 | Southwark | SE1 6BN | 22/AP/3149 | Planning Portal | Demolition of all existing buildings/structures, except 82 and part 83 Borough Road (retained, altered and refurbsihed). Basement construction, 4 new buildings with 5-46 storey heights. | 2022-09-05 |  |  | Office & Retail |  | New Build |  |  |  | 93367 |  |  | 93367 | [7 empty] | 46 | 46 |  |  |  | Whitecode |  |  |  |  | Project 70 | 100% | 1
Boundary House 7 - 17 Jewry Street London EC3N 2EX | Assessment 1 - no decarbonisation | 804 | 1000 | 1195 | 1391 | 1586 | 1782 | 1978 | 2173 | 2369 | 2564 | 2760 | 2955 | 3151 | City of London | EC3N 2AF | 21/00826/FULMAJ | Planning Portal | Demolition of existing builiding and the erection of a basement, ground plus part 14 and part 6 storey building plus plant. | 2021-09-30 | 2022-07-19 |  | Hotel |  | New Build |  |  |  | 11158 |  |  | 11158 | [7 empty] | 15 | 14 |  |  |  | Hoare Lea |  |  |  |  | Project 71 | 100% | 1
British Library Extension | Assessment 1 - no decarbonisation | 840 | 964 | 1088 | 1213 | 1337 | 1461 | 1585 | 1709 | 1833 | 1958 | 2082 | 2206 | 2330 | City of London | EC3N 2AF | 21/00826/FULMAJ | Planning Portal | Demolition of existing builiding and the erection of a basement, ground plus part 14 and part 6 storey building plus plant. | 2021-09-30 | 2022-07-19 |  | Hotel |  | New Build |  |  |  | 11158 |  |  | 11158 | [7 empty] | 15 | 14 |  |  |  | Hoare Lea |  |  |  |  | Project 71 | 100% | 1
Burgess Industrial Park Parkhouse Street | Assessment 1 - no decarbonisation | 456 | 530 | 604 | 678 | 752 | 826 | 900 | 974 | 1048 | 1122 | 1196 | 1270 | 1344 | Southwark | SE5 7TJ | 21/AP/1342 | Planning Portal | 12 blocks of betweeen 2-13 storeys | 2021-04-19 |  |  | Commercial & Residential |  | New Build |  |  |  | 39696 |  |  | 39696 | [7 empty] | 12 | 12 |  |  |  | Waterman Building Services |  |  |  |  | Project 73 | 100% | 1
Bury House - 31 Bury Street | Assessment 1 - no decarbonisation | 695 | 797 | 900 | 1002 | 1105 | 1207 | 1310 | 1412 | 1514 | 1617 | 1719 | 1822 | 1924 | City of London | EC3A 5AR | 20/00848/FULEIA | Planning Portal | The use of prefabricated structural and façade systems present opportunities for material effieincy, which have been explored and incorporated into the proposed design. Further material efficiency opportunities have been explored by retionalising structural gris and assessing different foundation options to minimise material use. Another key opportunity is the possibility to develop an all electric servicing strategy, with the use of heat pumps, in order to minimise operational carbon emissions, which will also benefit from the decarbonisation of the electricity grid. There are opportunities to reuse and recover materials from the existing development, to be identified in the pre-demolition audit. As a constraint, the small roof area compared to the building's total floor area, which needs to accomodate the centralised heating and cooling plant, makes the installation of PV panels to further reduce the operational carbon emissions unfeasible. | 2020-10-28 |  |  | Office & Retail |  | New Build |  |  |  | 30170 |  |  | 30170 | [7 empty] | 50 | 46 |  |  |  | Hoare Lea |  |  |  |  | Project 74 | 100% | 1
Buspace Studios | Assessment 1 - no decarbonisation | 667 | 734 | 801 | 868 | 935 | 1002 | 1069 | 1135 | 1202 | 1269 | 1336 | 1403 | 1470 | Kensington and Chelsea | W10 5AP | PP/22/07709 | Planning Portal | Erection of 2 buildings with groundfloor connection | 2023-11-23 |  |  | Commercial & Residential |  | New Build |  |  |  | 9450 |  |  | 9450 | [7 empty] | 6 | 5 |  |  |  | XCO2 |  |  |  |  | Project 75 | 100% | 1
Canada Water Dockside Plot A1 | Assessment 1 - no decarbonisation | 842 | 976 | 1110 | 1244 | 1378 | 1512 | 1647 | 1781 | 1915 | 2049 | 2183 | 2317 | 2451 | Southwark | SE16 7PJ | 21/AP/2655 | Planning Portal | Plot A1 and A2 share basements. Ground plus mezzanine and 24 storeys | 2022-10-12 |  |  | Office |  | New Build |  |  |  | 61551 |  |  | 61551 | [7 empty] | 25 | 24 |  |  |  | Atelier Ten |  |  |  |  | Project 76 | 100% | 1
Canada Water Dockside Plot A2 | Assessment 1 - no decarbonisation | 953 | 1101 | 1249 | 1397 | 1545 | 1693 | 1842 | 1990 | 2138 | 2286 | 2434 | 2582 | 2730 | Southwark | SE16 7PJ | 23/AP/0565 | Planning Portal | Erection of 11-storey building with 1 basement level | 2022-10-12 |  |  | Office |  | New Build |  |  |  | 35196 |  |  | 35196 | [7 empty] | 12 | 11 |  |  |  | Arup |  |  |  |  | Project 77 | 100% | 1
Castle & Fitzroy House 37 - 45 Paul Street | Assessment 1 - no decarbonisation | 802 | 927 | 1052 | 1177 | 1301 | 1426 | 1551 | 1676 | 1801 | 1926 | 2050 | 2175 | 2300 | Islington | EC2A 4UY | P2022/2893/FUL | Planning Portal | commercial building of 9 storeys (incl. lower ground and basement level) | 2022-08-31 | 2023-10-12 |  | Office |  | New Build |  |  |  | 32541 |  |  | 32541 | [7 empty] | 12 | 11 |  |  |  | Hoare Lea |  |  |  |  | Project 78 | 100% | 1
Church street residential development London | Assessment 1 - no decarbonisation | 900 | 988 | 1076 | 1164 | 1251 | 1339 | 1427 | 1515 | 1603 | 1691 | 1778 | 1866 | 1954 | Westminster | NW8 8EX | 21/08160/COOUT | Planning Portal |  | 2021-11-23 | 2023-06-30 |  | Commercial & Residential |  | New Build |  |  |  | 42683 |  |  | 42683 | [7 empty] | 14 | 13 |  |  |  | Max Fordham |  |  |  |  | Project 79 | 100% | 1
Colechurch House | Assessment 1 - no decarbonisation | 1053 | 1193 | 1334 | 1474 | 1614 | 1755 | 1895 | 2035 | 2176 | 2316 | 2456 | 2597 | 2737 | Southwark | SE1 2SX | 20/AP/3013 | Planning Portal | Erection of elevated 22-storey building, 4 storey basement, plant areas | 2020-10-12 |  |  | Office & Retail |  | New Build |  |  |  | 48178 |  |  | 48178 | [7 empty] | 26 | 22 |  |  |  | Sweco |  |  |  |  | Project 80 | 100% | 1
Cripplegate House 1 Golden Lane | Assessment 1 - no decarbonisation | 295 | 403 | 511 | 619 | 726 | 834 | 942 | 1050 | 1158 | 1266 | 1373 | 1481 | 1589 | City of London | EC1Y 0RR | 22/00202/FULMAJ | Planning Portal | Heritage building: retained. 90s Refurbishment: floors, core and structure retained. Floors extended. Northern elevation replaced and others reclad. Roof Refurbishment. | 2022-03-28 | 2022-11-01 |  | Office | No | Light Refurbishment | 1890s | Grade II | 12988.67 | 15649 | 1443.1856 | 20.48% | 2588 | No new basement |  | Steel | RC Cores / shear walls | RC Cores / shear walls |  | 9 | 13 | 12 | 3 |  |  | Hawkins Brown | London Structures Lab |  | HawkinsBrown | One Click LCA | Project 81 | 11.11% | 4
Dyne House | Assessment 1 - no decarbonisation | 835 | 896 | 957 | 1017 | 1078 | 1139 | 1200 | 1260 | 1321 | 1382 | 1443 | 1503 | 1564 | Haringey | N6 5EE | HGY/2023/0328 | Planning Portal | Redevelopment of Dyne House, to include: 1) Retention, refurbishment, Refurbishment and basement works to the principal five storey Dyne House structure (plus plant and lift over run); 2) Demolition and redevelopment of the rear Refurbishment and associated buildings to the rear, with erection of a new part one and part two storey structure, together with new basement levels; 3) Retention of the Parade Ground open space, with new multi-use surface; 4) Associated improvements to the Island Site access and underground tunnel, including: demolition of existing service block and erection of a replacement part one and part two storey structure; and 5) Associated landscaping and improved provision for emergency services, servicing and disabled parking. | 2023-03-08 |  | Pending | School | No | Heavy Refurbishment | 1960s | Not listed | 3019 | 6216 | 925 | 105.9% | 4122 | New and retained basement | Reinforced Concrete | Timber and steel |  | RC Cores / shear walls |  | 6 | 6 | 5 |  | 4 |  | AECOM | Expedition Engineering | AECOM | Hopkins Architects | One Click LCA | Project 82 | 30.64% | 3
Edward Rudolph House, 69-85 Margery Street | Assessment 1 - no decarbonisation | 135 | 226 | 318 | 409 | 500 | 591 | 683 | 774 | 865 | 956 | 1048 | 1139 | 1230 | Islington | WC1X 0JL | P2023/2059/FUL | Planning Portal | Demolition of existing building and erection of a 4-storey office building, plant encosure to roof | 2023-08-02 |  |  | Office |  | New Build |  |  |  | 4960 |  |  | 4960 | [7 empty] | 4 | 4 |  |  |  | Verte |  |  |  |  | Project 83 | 100% | 1
Evelina Children's Hospital | Assessment 1 - no decarbonisation | 1095 | 1293 | 1492 | 1690 | 1889 | 2087 | 2286 | 2484 | 2682 | 2881 | 3079 | 3278 | 3476 | Lambeth | SE1 7EH | 21/01869/FUL | Planning Portal | 12 storey building plus 2 storey basement with 5 storey link Refurbishment | 2021-01-26 |  |  | Hospital/Medical |  | New Build |  |  |  | 27306 |  |  | 27306 | [7 empty] | 14 | 12 |  |  |  | AECOM |  |  |  |  | Project 85 | 100% | 1
Former Blackfriars Crown Court | Assessment 1 - no decarbonisation | 846 | 1044 | 1242 | 1440 | 1638 | 1836 | 2035 | 2233 | 2431 | 2629 | 2827 | 3025 | 3223 | Southwark | SE1 0BT | 22/AP/1347 | Planning Portal | Minor material amendments to planning permission 20/AP/1537 [approval date: 06.05.2021] for the development of the site including partial demolition, Refurbishments and alterations to provide a commercial building with community uses. The amendments comprise: - basement and structural alterations including deepened and extended basement and revised piling approach; - cross laminated timber floor construction changed to concrete plank system; - addition of external structural columns on Sawyer Street façade; - internal reconfiguration including consolidation of cores, relocated refuse store, revised cycle parking and end of journey facilities, revised affordable workspace and community auditorium design; - fire strategy updates; - external alterations to doors and repositioning of south-east external stair; - relocation of visitor cycle parking; - rooftop amendments including revised swimming pool and atrium, revised roof plant enclosures, revised Community Pavilion layout, provision of additional office space; and - the addition of 37 more trees. ¦ Site Of The Former Blackfriars Crown Court 1-15 Pocock Street London SE1 0BT | 2022-04-04 | 2022-10-10 | Granted | Office & Retail | Yes | Heavy Refurbishment | 1960s | Not listed | 14459 | 34264 | 7811 | 137% | 27616 | New and retained basement | [5 empty] | 6 | 10 | 8 | 4 |  |  | Atelier Ten | AKT II | Atelier Ten | Sheppard Robson | One Click LCA | Project 87 | 54.02% | 3
Friars Close | Assessment 1 - no decarbonisation | 782 | 852 | 923 | 993 | 1063 | 1133 | 1204 | 1274 | 1344 | 1414 | 1485 | 1555 | 1625 | Southwark | SE1 0UL | 22/AP/4376 | Planning Portal | Erection of 9-storey building with 21-storey tower, terrace on 10th storey, external plan and waste storage | 2022-12-28 |  |  | Residential (inc. student accomodation) |  | New Build |  |  |  | 15513 |  |  | 15513 | [7 empty] | 21 | 21 |  |  |  | Max Fordham |  |  |  |  | Project 88 | 100% | 1
Friary Court 65 Crutched Friars | Assessment 1 - no decarbonisation | 761 | 910 | 1058 | 1207 | 1355 | 1504 | 1652 | 1801 | 1949 | 2098 | 2246 | 2395 | 2543 | City of London | EC3N 2AE | 22/00882/FULMAJ | Planning Portal | Demolition of existing building and redevelopment for new building comprising basment, ground plus 20 upper floors | 2022-09-30 | 2023-06-27 |  | Residential (inc. student accomodation) |  | New Build |  |  |  | 27844 |  |  | 27844 | [7 empty] | 22 | 20 |  |  |  | Waterman Building Services |  |  |  |  | Project 89 | 100% | 1
Gillingham House | Assessment 1 - no decarbonisation | 698 | 753 | 809 | 864 | 919 | 975 | 1030 | 1085 | 1141 | 1196 | 1251 | 1307 | 1362 | Westminster | SW1V 1HU | 23/01690/FULL | Planning Portal | Intensive refurbishment and Refurbishment (demolish 2,183m2), 60% of area and 70% of volume retained | 2023-03-13 |  |  | Office |  | Heavy Refurbishment |  |  | 5457.5 | 9450 | 2183 | 73.16% | 6175.5 | No new basement | [5 empty] | 4 | 8 | 8 | 4 |  |  | Atelier Ten | Stantec |  |  |  | Project 90 | 40% | 3
Hyatt Place | Assessment 1 - no decarbonisation | 451 | 567 | 684 | 800 | 916 | 1033 | 1149 | 1265 | 1382 | 1498 | 1614 | 1731 | 1847 | Hillingdon | UB4 0JN | 2385/APP/2022/2952 | Planning Portal | Partial demolition of the existing building, followed by refurbishment, side Refurbishments and upwards Refurbishments, alongside erection of perimeter blocks around a podium level, to increase hotel capacity (Class C1) whilst introducing industrial uses (Class E(g)(ii) and E(g)(iii)) at ground and first floor level. | 2022-09-27 |  | Pending | Hotel | Yes | Heavy Refurbishment | 1960s | Not listed | 9885 | 20372 | 1211 | 106.1% | 11698 | [6 empty] | 13 | 14 | 14 | 1 |  |  | Love Design Studio | Engineeria | Woodcote Power Consulting | Haptic | One Click LCA | Project 91 | 12.25% | 3
Island Site Woolwich | Assessment 1 - no decarbonisation | 442 | 489 | 535 | 582 | 629 | 675 | 722 | 769 | 815 | 862 | 909 | 955 | 1002 | Greenwich | SE18 6PF | 22/3162/F | Planning Portal | The redevelopment (together with demolition and part demolition of existing buildings) and refurbishment of the Island Site to provide 494 co-living units (Use Class Sui Generis), 20 residential dwellings (Use Class C3(a)), community uses (Use Class E(d) and F2(b)), retail (Use Class E(a)), restaurants and cafes (Use Class E(b)) and offices (Use Class E(c)), new public realm with hard and soft landscaping, highways works, car parking, cycle parking, refuse and recycling storage, plant, external amenity space and associated works. Further detailed explanation of the proposal (not forming part of the formal description of development set out above): The proposal includes the erection of two mixed-use buildings following demolition of 17-27 Thomas Street and IBC Main Building; the refurbishment, Refurbishment and change of use of 2-4 Wellington Street, 6-10 Wellington Street, 12-14 Wellington Street, Thames Polytechnic: Arts and Science Building, Former Polytechnic Hall, 29 Thomas Street, IBC Central Building and refurbishment (and partial demolition) of the former workshops. To facilitate the following: 20 residential dwellings (Use Class C3(a)) 494 co-living units (Use Class sui generis) 3,294 sqm (GIA) of non-residential floorspace site wide · 1,100 sqm GIA of community uses (Use Class E(d) and F2(b)) · 1,414 sqm GIA of retail (Use Class E(a)) and restaurants and cafes (Use Class E(b)) · 780 sqm GIA of office floorspace (Use Class E(c)) Maximum building height of 35.12 metres Above Ordnance Datum (m AOD). The demolition works include 18-36 Wellington Street and 17-27 Thomas Street as well as the non-original rear Refurbishments to the Arts and Science building and the fourth workshop, and comprises a volume of 34,634 m3 (This application is an EIA development and is accompanied by an Environmental Statement) (The development may impact on the setting of the Grade II listed building on-site being the University of Greenwich, Woolwich Campus: Original Building, Gymnasium to Rear and Corner Entrance Range, as well as nearby Grade II* and Grade II listed buildings. In addition, the development may also impact the setting of the Woolwich Conservation Area) (The development includes demolition of unlisted buildings or structures in the Woolwich Conservation Area) | 2022-08-22 |  | Pending | Office, Retail & Residential | Yes | Heavy Refurbishment | 1880s | Grade II | 12544 | 28528 | 2508.8 | 127.4% | 18492.8 | No new basement | [5 empty] | 5 | 8 | 7 | 3 | 6 |  | Create |  |  |  | One Click LCA | Project 93 | 20% | 3
Jubilee House | Assessment 1 - no decarbonisation | 493 | 651 | 808 | 966 | 1123 | 1281 | 1438 | 1596 | 1753 | 1911 | 2068 | 2226 | 2383 | London Legacy Development Corporation | E15 1AN | 21/00483/FUL | Planning Portal | Application made under the provisions of the Town and Country Planning Act 1990 (England and Wales) (as amended), accompanied by an ES under the Environmental Impact Assessment Regulations 2017 (as amended), seeking approval for the demolition for the demolition of Jubilee House (Class E - Office) and partial demolition of Broadway House (Class F1 - School) and erection of a building up to 36 storeys (plus basement, roof plant and partial mezzanine above ground floor) 32,760m2 (GIA) to provide student accommodation 23,900m2 (GIA) (Sui Generis) and a school 8,815m2 (GIA) (Class F1), with provision of a new eastern access ramp to the Jupp Road Bridge, public realm and associated hard and soft landscaping, car parking and servicing, cycle store, boundary treatments and other associated works. | 2021-10-13 | 2022-09-21 | Granted | Residential (inc. student accomodation) |  | Heavy Refurbishment |  | Not listed | 9586 | 32760 | 7570 | 241.7% | 30744 | [6 empty] | 6 | 39 | 38 | 33 |  |  | eb7 | Elliot Wood | DSA | Allford Hall Monaghan Morris | One Click LCA | Project 95 | 78.97% | 3
Kensington Centre, 66 Hammersmith Road | Assessment 1 - no decarbonisation | 758 | 961 | 1165 | 1368 | 1572 | 1775 | 1979 | 2182 | 2385 | 2589 | 2792 | 2996 | 3199 | Hammersmith and Fulham | W14 8UD | 2023/00585/FUL | Planning Portal | Demolition of existing building and erection of 11-storey building (plus basement and plant roof) | 2023-03-03 |  |  | Office |  | New Build |  |  |  | 24441 |  |  | 24441 | [7 empty] | 12 | 11 |  |  |  | LCD |  |  |  |  | Project 97 | 100% | 1
King's Place (Land at Harper Street/Borough High Street) | Assessment 1 - no decarbonisation | 732 | 818 | 904 | 990 | 1076 | 1162 | 1248 | 1333 | 1419 | 1505 | 1591 | 1677 | 1763 | Southwark | SE1 1JJ | 23/AP/0479 | Planning Portal | Demolition of existing buildings, part 5-11 storey building. | 2023-02-22 |  |  | Residential (inc. student accomodation) |  | New Build |  |  |  | 16036 |  |  | 16036 | [7 empty] | 11 | 11 |  |  |  | Scotch Partners |  |  |  |  | Project 98 | 100% | 1
Leconfield House | Assessment 1 - no decarbonisation | 442 | 626 | 809 | 993 | 1177 | 1360 | 1544 | 1728 | 1911 | 2095 | 2279 | 2462 | 2646 | Westminster | W1J 5JB | 23/02111/FULL | Planning Portal | Excavation to provide one additional basement level; removal and replacement of facades at ground floor level and part first floor and alterations to the facades at first to fifth floor levels including replacement windows throughout; demolition of the sixth and seventh floor levels and replacement with new sixth and seventh floor levels with plant in an associated enclosure, creation of terraces at sixth and seventh floor level, a rear Refurbishment on the western side of the building from ground to seventh floor level and use of the building as either medical / spa / bars / restaurants / retail / office and fitness, or as office accommodation all within Class E. | 2023-03-29 |  | Pending | Office & Retail | No | Heavy Refurbishment | 1930s | Not listed | 8757 | 10148 | 1452 | 15.88% | 2843 | New and retained basement | [5 empty] | 9 | 10 | 8 | 1 | 8 |  | Elliott Wood | Elliot Wood | AECOM | EPR Architects | One Click LCA | Project 99 | 16.58% | 3
Liverpool Street Station | Assessment 1 - no decarbonisation | 958 | 1066 | 1174 | 1283 | 1391 | 1499 | 1607 | 1715 | 1823 | 1932 | 2040 | 2148 | 2256 | City of London | EC2M 7PY | 23/00453/FULEIA | Planning Portal | Partial demolition of Station including concourse, train sheds and entrances to Bishopsgate, Liverpool Street and Sun Street Passage. Demolition of 50 Liverpool Street. Construction and remodelling of station at basement, lower and upper concourses, new station roof, new entrances to Bishopsgate, Liverpool Street and Sun Street Passage, new lifts and escalators. Provision of units at basement, lower and upper concourse flrs for retail, café/restaurant, public house/bar. Remodelling of existing bus station and provision of a cycle hub on upper concourse. Andaz/Great Eastern Hotel:Alteration of existing building at basement, ground and upper flrs including insertion of new structure, creation of new west wall and removal and replacement of mansard roof. Change of use from hotel to office at part ground flr and across flrs 1-4; access to servicing area from vehicle lifts at flr 3; provision of units at basement and ground for retail, café/restaurant, and public house/bar; spaces for leisure and community uses; retail and café/restaurant at part of flr 5. Over Station Development:Erection of a new building above Liverpool Street Station and 40 Liverpool Street with maximum height of 108.6 metres AOD in height (excluding rooftop plant) comprising office use at flrs 5-13, and partly at flrs 14-15, with ancillary lobby and functions at flrs 3-4. New hotel at flrs 17-20 and partly within flrs 14-16, ancillary restaurant/bar at flr 15 and ancillary leisure facility at flr 16. New public amenity space at podium level comprising café/restaurant, retail, leisure; and partially at flr 16 comprising outdoor pool, leisure court and café/restaurant, alongside a publicly accessible roof garden. Provision of lifts, cycle parking, servicing, refuse, and plant. Public Realm:Refurbishment and Refurbishment of Hope Square and Bishopsgate Plaza. New pedestrian routes, including the pedestrianisation of Liverpool Street and new pedestrian footway to Exchange Square | 2023-05-02 |  | Pending |  | No | Heavy Refurbishment | 1880s | Grade II* | 40869 | 151394 | 22443 | 270.4% | 132968 | No new basement | [5 empty] | 10 | 24 | 22 | 14 |  |  | WSP | WSP | WSP | Herzog & de Meuron | One Click LCA | Project 100 | 54.91% | 3
Maclise Multi-Storey Car Park, Olympia | Assessment 1 - no decarbonisation | 724 | 930 | 1137 | 1343 | 1549 | 1755 | 1962 | 2168 | 2374 | 2580 | 2787 | 2993 | 3199 | Hammersmith and Fulham | W14 8UX | 2021/04167/FUL | Planning Portal | All floors and internal structures (floor, ramps, princ. And sec. stair cores) demolished, elevation re-clad and re-glazed from ground to level 4, façade to retained structure replaced | 2021-12-29 |  |  | Hotel | Yes | Substructure and/or Façade Retained | 1930s | Grade II |  | 19655 |  |  | 19655 | New | Reinforced Concrete |  |  |  |  | 5 | 9 | 8 | 3 |  |  | McBains |  |  | SPPARC |  | Project 101 |  | 2
New City Court | Assessment 1 - no decarbonisation | 554 | 699 | 844 | 989 | 1134 | 1279 | 1425 | 1570 | 1715 | 1860 | 2005 | 2150 | 2295 | Southwark | SE1 9RS | 21/AP/1361 | Planning Portal | New-build 26-storey buildings (plus mezzanine and 2 basement levels), restoration and refurb. of listed terrace (4-16 St Thomas Street), redevelopment of Keats House (reinstatement of façade) | 2021-04-21 | 2022-01-13 |  | Office & Retail |  | Heavy Refurbishment |  | Grade II |  | 55461 |  | 90% | 55461 | New and retained basement | Brickwork and timber |  |  |  |  | 5 | 28 | 26 |  | 28 |  | chapmanbdsp |  |  | Allford Hall Monaghan Morris |  | Project 102 | 90% | 3
Newcombe House | Assessment 1 - no decarbonisation | 640 | 728 | 816 | 904 | 992 | 1080 | 1168 | 1256 | 1344 | 1432 | 1520 | 1608 | 1696 | Kensington and Chelsea | W8 7LX | PP/23/03534 | Planning Portal | Newcombe House: 100% of tower foundations retained - vertical Refurbishment part 14-15 storey. 90% of steel frame and floor slabs retained. Kensington Church Street Building: erection of a new 6-storey building. Affordable block: 8-storey building. 43% floor slabs retained. 19% of the total proposed floor area GIA is demolished across the developments. | 2023-06-05 |  |  | Office | No | Heavy Refurbishment | 1950s | Not listed | 11400 | 26902 | 5942 | 136% | 21444 | New and retained basement | Reinforced Concrete |  | RC Cores / shear walls |  |  | 12 | 15 | 15 | 3 |  |  | HDR | AKT II | HDR | Squire and Partners | One Click LCA | Project 103 | 52.12% | 3
Plot H1 Elephant Park | Assessment 1 - no decarbonisation | 429 | 564 | 700 | 835 | 970 | 1106 | 1241 | 1376 | 1512 | 1647 | 1782 | 1918 | 2053 | Southwark | SE17 1GD | 21/AP/1819 | Planning Portal | Erection of 17-storey building with basement and rooftop plant. | 2021-05-24 |  |  | Office |  | New Build |  |  |  | 63598 |  |  | 63598 | [7 empty] | 18 | 17 |  |  |  | HDR |  |  |  |  | Project 105 | 100% | 1
Portland House | Assessment 1 - no decarbonisation | 786 | 881 | 976 | 1071 | 1166 | 1261 | 1357 | 1452 | 1547 | 1642 | 1737 | 1832 | 1927 | Westminster | SW1E 5DJ | 22/05428/FULL | Planning Portal | Two-storey Refurbishment including roof-level plant , creation of a setback rooftop Refurbishment, refurbishment of existing | 2022-08-04 | 2022-12-23 |  | Office | No | Light Refurbishment | 1960s | Not listed | 42501 | 46243 | 3280 | 8.804% | 3742 |  | Reinforced Concrete |  |  |  | Horizontal Refurbishment | 30 | 31 | 31 | 1 | 2 |  | Buro Happold |  |  |  |  | Project 106 | 7.717% | 4
Poultry Market And General Market And The Annexe Buildings West Smithfield | Assessment 1 - no decarbonisation | 519 | 724 | 929 | 1133 | 1338 | 1543 | 1748 | 1952 | 2157 | 2362 | 2567 | 2771 | 2976 | City of London | EC1A 9LH | 19/01343/FULEIA | Planning Portal | Part demolition, repair, refurbishment and Refurbishment of existing buildings (all levels including basements) | 2019-12-19 | 2022-11-22 |  | Office | Yes | Heavy Refurbishment | 1950s | Grade II | 15617 | 43037 | 5466 | 175.6% | 32886 | New and retained basement | Reinforced Concrete |  |  |  | Load balancing at foundations | 3 | 3 | 3 |  | 1 |  | Arup |  |  |  | One Click LCA | Project 108 | 35% | 3
Princes Court - 7 Prince's Street | Assessment 1 - no decarbonisation | 671 | 902 | 1133 | 1363 | 1594 | 1825 | 2056 | 2286 | 2517 | 2748 | 2979 | 3209 | 3440 | City of London | EC2R 8AQ | 22/00158/FULMAJ | Planning Portal | Retention of superstructure RC frame and basement, 3 storeys of new light-weight structure added | 2022-02-28 | 2023-01-18 |  | Office & Retail |  | Light Refurbishment | 1970s | Not listed | 6318 | 7220 | 631.8 | 14.28% | 1533.8 | [6 empty] | 10 | 12 | 9 | 2 |  |  | Atelier Ten |  |  |  |  | Project 109 | 10% | 4
Red Lion Court 46-48 Park Street | Assessment 1 - no decarbonisation | 634 | 753 | 873 | 992 | 1112 | 1231 | 1351 | 1470 | 1589 | 1709 | 1828 | 1948 | 2067 | Southwark | SE1 9EQ | 22/AP/1602 | Planning Portal | Basement retained and extended by an additional level, re-use as many piles are possible. New 11-storey building with 2 cores | 2022-05-06 |  |  | Office | Yes | Substructure and/or Façade Retained |  |  | 17335 | 32965 | 17335 | 90.16% | 32965 | [7 empty] | 11 | 11 |  |  |  | Arup |  |  |  |  | Project 110 | 100% | 2
Royal Mint Court - Embassy House | Assessment 1 - no decarbonisation | 562 | 655 | 748 | 840 | 933 | 1026 | 1119 | 1211 | 1304 | 1397 | 1490 | 1582 | 1675 | Tower Hamlets | EC3N 4QN | PA/21/01327/A1 | Planning Portal | The building’s steel frame, reinforced concrete slabs and concrete encasements to the steel are largely retained. Substructure enhancements through addition of miniature piles, increasing size of pile caps and localised recasting of the basement slab is reusing existing substructure. | 2021-06-11 | 2023-02-10 | Not granted | Office & Retail |  | Light Refurbishment |  |  |  | 30791 | [10 empty] | 7 | 6 |  |  |  | Cundall |  |  |  |  | Project 111 |  | 4
Royal Mint Court – Johnson Smirke Building | Assessment 1 - no decarbonisation | 423 | 579 | 736 | 892 | 1048 | 1205 | 1361 | 1517 | 1674 | 1830 | 1986 | 2143 | 2299 | Tower Hamlets | EC3N 4QN | PA/21/01327/A1 | Planning Portal | refurbishment and restoration, grade II listed, New mechanical, electrical and public health services, enhanced insulation and secondary glazing. | 2021-06-11 | 2023-02-10 |  | Office & Retail |  | Retrofit |  |  |  | 5011 |  |  | 5011 | [6 empty] | 5 | 5 | 4 |  |  |  | Cundall |  |  |  |  | Project 112 |  | 5
Royal Mint Court - Seaman's Registry | Assessment 1 - no decarbonisation | 402 | 553 | 704 | 855 | 1006 | 1157 | 1308 | 1459 | 1610 | 1761 | 1912 | 2063 | 2214 | Tower Hamlets | EC3N 4QN | PA/21/01327/A1 | Planning Portal | Retain the Grade-II listed façades, therefore only refurbished internally with enhanced insulation and secondary glazing. Only minimal refurbishment proposed, maximising retention of existing building fabric | 2021-06-11 | 2023-02-10 |  | Office & Retail |  | Retrofit |  |  |  | 8113 |  |  | 8113 | [6 empty] | 4 | 4 | 4 |  |  |  | Cundall |  |  |  |  | Project 113 |  | 5
Royal Mint Court – Cultural Exchange | Assessment 1 - no decarbonisation | 642 | 759 | 876 | 993 | 1109 | 1226 | 1343 | 1460 | 1577 | 1694 | 1810 | 1927 | 2044 | Tower Hamlets | EC3N 4QN | PA/21/01327/A1 | Planning Portal | Majority of existing structure retained and repurposed, with localised demolition. | 2021-06-11 | 2023-02-10 | Not granted | Office & Retail |  | Light Refurbishment |  |  |  | 8238 | [9 empty] | 5 | 6 | 5 |  | 2 |  | Cundall |  |  |  |  | Project 114 |  | 4
Royal Street Plot C | Assessment 1 - no decarbonisation | 676 | 768 | 860 | 952 | 1044 | 1136 | 1228 | 1319 | 1411 | 1503 | 1595 | 1687 | 1779 | Lambeth | SE1 7LL | 22/01206/EIAFUL | Planning Portal |  | 2022-04-21 |  |  | Office |  | New Build |  |  |  | 29022 |  |  | 29022 | [7 empty] | 15 | 15 |  |  |  | Arup |  |  |  |  | Project 115 | 100% | 1
Royal Street Plot D | Assessment 1 - no decarbonisation | 592 | 678 | 764 | 850 | 936 | 1022 | 1108 | 1193 | 1279 | 1365 | 1451 | 1537 | 1623 | Lambeth | SE1 7LL | 22/01206/EIAFUL | Planning Portal |  | 2022-04-21 |  |  | Office |  | New Build |  |  |  | 52380 |  |  | 52380 | [7 empty] | 15 | 14 |  |  |  | Arup |  |  |  |  | Project 116 | 100% | 1
Royal Street Plot E | Assessment 1 - no decarbonisation | 620 | 709 | 799 | 888 | 977 | 1066 | 1156 | 1245 | 1334 | 1423 | 1513 | 1602 | 1691 | Lambeth | SE1 7LL | 22/01206/EIAFUL | Planning Portal | Partial reuse & Refurbishment, existing basement retained under existing building, new Refurbishments (horizontal) to retained Beckett House structure | 2022-04-21 |  |  | Office |  | Substructure and/or Façade Retained |  |  |  | 40705 |  |  | 40705 | [7 empty] | 16 | 15 |  |  |  | Arup |  |  |  |  | Project 117 |  | 2
Salisbury Square - Commercial Building | Assessment 1 - no decarbonisation | 1470 | 1539 | 1608 | 1677 | 1746 | 1815 | 1884 | 1952 | 2021 | 2090 | 2159 | 2228 | 2297 | City of London | EC4Y 8AP | 20/00907/FULEIA | Planning Portal | 150 year design life and heavy finishes | 2020-12-16 | 2021-07-30 |  | Office & Retail |  | New Build |  |  |  | 11357 |  |  | 11357 | [12 empty] | AECOM |  |  |  |  | Project 118 | 100% | 1
Salisbury Square - Court Building | Assessment 1 - no decarbonisation | 1571 | 1607 | 1644 | 1680 | 1716 | 1752 | 1789 | 1825 | 1861 | 1897 | 1934 | 1970 | 2006 | City of London | EC4Y 8AP | 20/00907/FULEIA | Planning Portal | 150 year design life and heavy finishes | 2020-12-16 | 2021-07-30 |  | Office |  | New Build |  |  |  | 14556 |  |  | 14556 | [7 empty] | 12 | 7 |  |  |  | AECOM |  |  |  |  | Project 119 | 100% | 1
Shepherd's Bush Market | Assessment 1 - no decarbonisation | 734 | 789 | 844 | 900 | 955 | 1010 | 1065 | 1120 | 1175 | 1231 | 1286 | 1341 | 1396 | Hammersmith and Fulham | W12 8DF | 2023/01903/FUL | Planning Portal | Reconfigure site for public and vehicular access, new shops, new ground plus 8 storey building, new ground plus 5 storey building, works to facades of arches | 2023-04-26 |  |  | Office |  | New Build |  |  |  | 35823 |  |  | 35823 | [7 empty] | 8 | 8 |  |  |  | chapmanbdsp |  |  |  |  | Project 120 | 100% | 1
Solomons Passage | Assessment 1 - no decarbonisation | 272 | 320 | 367 | 415 | 463 | 510 | 558 | 606 | 653 | 701 | 749 | 796 | 844 | Southwark | SE15 3UH | 20/AP/3285 | Planning Portal | Block A: Erection of 7-storey building, Block B+C: Erection of 6-storey building, basement and ground floor slab retained, Block D: Erection of partly 2, partly 4-storey building. | 2020-12-07 | 2022-04-20 |  | Residential (inc. student accomodation) | No | Substructure and/or Façade Retained |  | Not listed | 9678 | 13728 | 7498 | 41.85% | 11548 | [7 empty] | 6 | 6 | 6 |  |  | Create |  |  |  |  | Project 121 | 77.47% | 2
South Kensington Underground Station | Assessment 1 - no decarbonisation | 1044 | 1168 | 1291 | 1415 | 1538 | 1662 | 1785 | 1909 | 2032 | 2156 | 2279 | 2403 | 2526 | Kensington and Chelsea | SW7 2NB | PP/20/03216 | Planning Portal | Multiple buildings - reuse of street facing façade, retention of structure, some exisisting steel substructure elements reused. | 2020-06-11 | 2021-12-13 |  | Residential (inc. student accomodation) |  | Substructure and/or Façade Retained |  | Grade II* | 492 | 11905 | 492 | 2320% | 11905 | [12 empty] | Sweco |  |  |  |  | Project 122 | 100% | 2
South Molton Triangle 40-46 Brook Street | Assessment 1 - no decarbonisation | 357 | 607 | 857 | 1108 | 1358 | 1608 | 1858 | 2108 | 2358 | 2609 | 2859 | 3109 | 3359 | Westminster | W1K 5LF | 22/04610/FULL | Planning Portal | Part demolition, excavation (including beneath Davies Mews), erection of new buildings and alterations to existing buildings comprising: redevelopment of 60 Brook Street; redevelopment of 48, 50, 56 and 58 Brook Street and 16 Davies Mews behind retained Brook Street facades at; redevelopment behind retained and partially reconstructed facade at 52-54 Brook Street; refurbishment with alterations and addition of turret and gables at 40-46 Brook Street and 40 South Molton Lane; redevelopment behind retained Davies Mews and South Molton Lane elevations and front roof at 1-7 Davies Mews and 28-30 South Molton Lane; refurbishment and alterations at 50 Davies Street; refurbishment with alterations and partial demolition and redevelopment of upper floors at 52-54 Davies Street; redevelopment behind reconstructed and extended facade at 56 Davies Street (including the removal and reinstatement of certain building features), and Brookfield House (44-48 Davies Street and 62 and 64 Brook Street); part demolition of ground floor and refurbishment at 10 South Molton Street; refurbishment and alterations at 15-25, 27 and 42 South Molton Street; all to provide a development of up to 9 storeys including Class B1 (Business), Class A1 (Shops), Class A3 (Restaurant and Cafes), Class A4 (Drinking Establishment), composite use comprising public house and guest accommodation (sui generis), Class C3 (Dwellinghouses), Community Infrastructure and Facilities, and Class C1 (Hotel) uses, improvements to public realm and pedestrian routes, servicing, ancillary plant and storage, cycle parking and other associated works | 2022-07-08 | 2023-04-19 | Granted | Hotel | Yes | Retrofit |  | Grade II |  | 3140 |  |  | 3140 | No new basement | [5 empty] | 6 | 6 | 5 |  |  |  | Twin and Earth | AKT II | Hoare Lea | Hopkins Architects | One Click LCA | Project 123 |  | 5
South Molton Triangle North Block | Assessment 1 - no decarbonisation | 626 | 717 | 807 | 898 | 988 | 1079 | 1170 | 1260 | 1351 | 1441 | 1532 | 1622 | 1713 | Westminster | W1K 5LF | 22/04610/FULL | Planning Portal | Part demolition, excavation (including beneath Davies Mews), erection of new buildings and alterations to existing buildings comprising: redevelopment of 60 Brook Street; redevelopment of 48, 50, 56 and 58 Brook Street and 16 Davies Mews behind retained Brook Street facades at; redevelopment behind retained and partially reconstructed facade at 52-54 Brook Street; refurbishment with alterations and addition of turret and gables at 40-46 Brook Street and 40 South Molton Lane; redevelopment behind retained Davies Mews and South Molton Lane elevations and front roof at 1-7 Davies Mews and 28-30 South Molton Lane; refurbishment and alterations at 50 Davies Street; refurbishment with alterations and partial demolition and redevelopment of upper floors at 52-54 Davies Street; redevelopment behind reconstructed and extended facade at 56 Davies Street (including the removal and reinstatement of certain building features), and Brookfield House (44-48 Davies Street and 62 and 64 Brook Street); part demolition of ground floor and refurbishment at 10 South Molton Street; refurbishment and alterations at 15-25, 27 and 42 South Molton Street; all to provide a development of up to 9 storeys including Class B1 (Business), Class A1 (Shops), Class A3 (Restaurant and Cafes), Class A4 (Drinking Establishment), composite use comprising public house and guest accommodation (sui generis), Class C3 (Dwellinghouses), Community Infrastructure and Facilities, and Class C1 (Hotel) uses, improvements to public realm and pedestrian routes, servicing, ancillary plant and storage, cycle parking and other associated works | 2022-07-08 | 2023-04-19 | Granted | Office | No | Substructure and/or Façade Retained | 1950s | Grade II |  | 10681 |  |  | 10681 | New and retained basement | [6 empty] | 11 | 11 |  |  |  | Twin and Earth | AKT II | Hoare Lea | Hopkins Architects | One Click LCA | Project 124 |  | 2
South Molton Triangle Running Horse Pub | Assessment 1 - no decarbonisation | 192 | 393 | 594 | 795 | 996 | 1197 | 1398 | 1598 | 1799 | 2000 | 2201 | 2402 | 2603 | Westminster | W1K 5LF | 22/04610/FULL | Planning Portal | Part demolition, excavation (including beneath Davies Mews), erection of new buildings and alterations to existing buildings comprising: redevelopment of 60 Brook Street; redevelopment of 48, 50, 56 and 58 Brook Street and 16 Davies Mews behind retained Brook Street facades at; redevelopment behind retained and partially reconstructed facade at 52-54 Brook Street; refurbishment with alterations and addition of turret and gables at 40-46 Brook Street and 40 South Molton Lane; redevelopment behind retained Davies Mews and South Molton Lane elevations and front roof at 1-7 Davies Mews and 28-30 South Molton Lane; refurbishment and alterations at 50 Davies Street; refurbishment with alterations and partial demolition and redevelopment of upper floors at 52-54 Davies Street; redevelopment behind reconstructed and extended facade at 56 Davies Street (including the removal and reinstatement of certain building features), and Brookfield House (44-48 Davies Street and 62 and 64 Brook Street); part demolition of ground floor and refurbishment at 10 South Molton Street; refurbishment and alterations at 15-25, 27 and 42 South Molton Street; all to provide a development of up to 9 storeys including Class B1 (Business), Class A1 (Shops), Class A3 (Restaurant and Cafes), Class A4 (Drinking Establishment), composite use comprising public house and guest accommodation (sui generis), Class C3 (Dwellinghouses), Community Infrastructure and Facilities, and Class C1 (Hotel) uses, improvements to public realm and pedestrian routes, servicing, ancillary plant and storage, cycle parking and other associated works | 2022-07-08 | 2023-04-19 | Granted | Hotel | No | Light Refurbishment | 1840s | Grade II | 619 | 668 | 0 | 7.916% | 49 | New and retained basement | [5 empty] | 5 | 5 | 5 |  |  |  | Twin and Earth | AKT II | Hoare Lea | Hopkins Architects | One Click LCA | Project 125 | 0% | 4
South Molton Triangle SMS and Browns | Assessment 1 - no decarbonisation | 376 | 457 | 538 | 620 | 701 | 782 | 863 | 944 | 1025 | 1107 | 1188 | 1269 | 1350 | Westminster | W1K 5LF | 22/04610/FULL | Planning Portal | Part demolition, excavation (including beneath Davies Mews), erection of new buildings and alterations to existing buildings comprising: redevelopment of 60 Brook Street; redevelopment of 48, 50, 56 and 58 Brook Street and 16 Davies Mews behind retained Brook Street facades at; redevelopment behind retained and partially reconstructed facade at 52-54 Brook Street; refurbishment with alterations and addition of turret and gables at 40-46 Brook Street and 40 South Molton Lane; redevelopment behind retained Davies Mews and South Molton Lane elevations and front roof at 1-7 Davies Mews and 28-30 South Molton Lane; refurbishment and alterations at 50 Davies Street; refurbishment with alterations and partial demolition and redevelopment of upper floors at 52-54 Davies Street; redevelopment behind reconstructed and extended facade at 56 Davies Street (including the removal and reinstatement of certain building features), and Brookfield House (44-48 Davies Street and 62 and 64 Brook Street); part demolition of ground floor and refurbishment at 10 South Molton Street; refurbishment and alterations at 15-25, 27 and 42 South Molton Street; all to provide a development of up to 9 storeys including Class B1 (Business), Class A1 (Shops), Class A3 (Restaurant and Cafes), Class A4 (Drinking Establishment), composite use comprising public house and guest accommodation (sui generis), Class C3 (Dwellinghouses), Community Infrastructure and Facilities, and Class C1 (Hotel) uses, improvements to public realm and pedestrian routes, servicing, ancillary plant and storage, cycle parking and other associated works | 2022-07-08 | 2023-04-19 | Granted | Commercial & Residential | Yes | Retrofit |  | Grade II |  | 4628 |  |  | 4628 | No new basement | [5 empty] | 6 | 6 | 5 |  |  |  | Twin and Earth | AKT II | Hoare Lea | Hopkins Architects | One Click LCA | Project 126 |  | 5
South Molton Triangle South Block | Assessment 1 - no decarbonisation | 547 | 632 | 717 | 801 | 886 | 971 | 1056 | 1140 | 1225 | 1310 | 1395 | 1479 | 1564 | Westminster | W1K 5LF | 22/04610/FULL | Planning Portal | Part demolition, excavation (including beneath Davies Mews), erection of new buildings and alterations to existing buildings comprising: redevelopment of 60 Brook Street; redevelopment of 48, 50, 56 and 58 Brook Street and 16 Davies Mews behind retained Brook Street facades at; redevelopment behind retained and partially reconstructed facade at 52-54 Brook Street; refurbishment with alterations and addition of turret and gables at 40-46 Brook Street and 40 South Molton Lane; redevelopment behind retained Davies Mews and South Molton Lane elevations and front roof at 1-7 Davies Mews and 28-30 South Molton Lane; refurbishment and alterations at 50 Davies Street; refurbishment with alterations and partial demolition and redevelopment of upper floors at 52-54 Davies Street; redevelopment behind reconstructed and extended facade at 56 Davies Street (including the removal and reinstatement of certain building features), and Brookfield House (44-48 Davies Street and 62 and 64 Brook Street); part demolition of ground floor and refurbishment at 10 South Molton Street; refurbishment and alterations at 15-25, 27 and 42 South Molton Street; all to provide a development of up to 9 storeys including Class B1 (Business), Class A1 (Shops), Class A3 (Restaurant and Cafes), Class A4 (Drinking Establishment), composite use comprising public house and guest accommodation (sui generis), Class C3 (Dwellinghouses), Community Infrastructure and Facilities, and Class C1 (Hotel) uses, improvements to public realm and pedestrian routes, servicing, ancillary plant and storage, cycle parking and other associated works | 2022-07-08 | 2023-04-19 | Granted | Office | No | Substructure and/or Façade Retained | 1920s | Not listed |  | 13259 |  |  | 13259 | New and retained basement | [6 empty] | 11 | 11 |  |  |  | Twin and Earth | AKT II | Hoare Lea | Hopkins Architects | One Click LCA | Project 127 |  | 2
Suthring House, 216-220 Blackfriars Road | Assessment 1 - no decarbonisation | 615 | 894 | 1174 | 1453 | 1733 | 2012 | 2292 | 2571 | 2850 | 3130 | 3409 | 3689 | 3968 | Southwark | SE1 9JU | 20/AP/3250 | Planning Portal | Part 22 and part15 storeys + 3 basement levels, | 2020-11-03 | 2022-07-20 |  | Commercial & Residential |  | New Build |  |  |  | 39612 |  |  | 39612 | [7 empty] | 25 | 22 |  |  |  | WSP |  |  |  |  | Project 129 | 100% | 1
Thavies Inn House - 3 - 4 Holborn Circus | Assessment 1 - no decarbonisation | 674 | 846 | 1017 | 1189 | 1361 | 1532 | 1704 | 1876 | 2047 | 2219 | 2391 | 2562 | 2734 | City of London | EC1N 2HA | 21/00885/FULMAJ | Planning Portal |  | 2021-10-14 | 2022-12-02 |  | Office & Retail |  | New Build |  |  |  | 12102 |  |  | 12102 | [7 empty] | 10 | 1 |  |  |  | Sweco |  |  |  |  | Project 130 | 100% | 1
The London Television Centre | Assessment 1 - no decarbonisation | 814 | 939 | 1064 | 1189 | 1314 | 1439 | 1565 | 1690 | 1815 | 1940 | 2065 | 2190 | 2315 | Lambeth | SE1 9LT | 21/02668/EIAFUL | Planning Portal | 14-storey tower connected by 6-storey podium, ground-level public realm | 2021-07-05 |  |  | Office |  | New Build |  |  |  | 93226 |  |  | 93226 | [7 empty] | 14 | 14 |  |  |  | Arup |  |  |  |  | Project 131 | 100% | 1
The Rex (Option 1) | Assessment 1 - no decarbonisation | 534 | 671 | 809 | 946 | 1083 | 1221 | 1358 | 1495 | 1633 | 1770 | 1907 | 2045 | 2182 | Kingston | KT1 1QT | 21/02313/FUL | Planning Portal | Recladding and internal reconfiguration of existing building with Refurbishments (3 upper floors to Clarence Street and full height Refurbishments up to 9 storeys to the rear) to create 202 no. co-living units (sui generis) (in place of 64 no. student rooms (sui generis)) with retention of 4 no. ground floor commercial units (Class E), creation of new café (Class E) and co-working areas (Class E) at ground floor with internal and external residential amenity spaces, bike storage, refuse, disabled car parking, service yard and new basement plant room. | 2021-07-14 | 2022-08-02 | Granted | Commercial & Residential | No | Heavy Refurbishment |  |  | 3124 | 8822 | 1163 | 182.4% | 6861 | [6 empty] | 6 | 10 | 9 | 4 |  |  | HTA Architects |  | HTA Architects | HTA Architects | eTool LCD | Project 132 | 37.23% | 3
The Yard Theatre | Assessment 1 - no decarbonisation | 494 | 546 | 599 | 651 | 704 | 756 | 809 | 861 | 913 | 966 | 1018 | 1071 | 1123 | LLDC | E9 5EN | 23/00283/FUL | Planning Portal | Partial demolition of buildings and the Refurbishment of existing Theatre (Use Class Sui Generis) for new two storey theatre auditorium, young artist (community spaces) and with associated access and servicing arrangements. | 2023-07-17 |  | Pending | Commercial & Residential | Yes | Heavy Refurbishment | 2010s | Not listed | 754 | 894 | 0 | 18.57% | 140 | No new basement | None | Steel |  | Bracing |  | 2 | 2 | 2 |  | 2 |  | Twin and Earth | Momentum | Ritchie and Daffin | Takero Shimazaki Architects | One Click LCA | Project 133 | 0% | 3
Victoria House | Assessment 1 - no decarbonisation | 758 | 852 | 945 | 1039 | 1132 | 1226 | 1319 | 1413 | 1506 | 1600 | 1693 | 1787 | 1880 | Greenwich | SE18 4LH | 23/2747/F | Planning Portal | Partial demolition of the existing building and addition of rear, third floor of accommodation, and basement Refurbishments with retention of the existing front façade, gable ends and part of the rear façade for a change of use from Sui Generis to provide a care home (Use Class C2), with parking, access, landscaping and other associated works Description for consultation purposes: Retention of the existing front façade and gable ends and partial demolition and three-storey Refurbishment of the rear façade of Victoria House (Locally Listed building), which will be partially over Metropolitan Open Land (MOL), in order to provide a 72 bedroom 3,900 sqm (GIA) Care Home with residential care for the elderly (Use Class C2), which is a change of use from Sui Generis, including associated basement Refurbishment, access, parking, lighting, landscaping and tree removal and planting around the site (This is a Departure from the Development Plan). (This development is within the Woolwich Common Conservation Area and may impact on the setting of the Grade II Listed Royal Herbert Military Hospital). | 2023-10-13 |  | Pending | Residential (inc. student accomodation) | Yes | Substructure and/or Façade Retained | 1900s | Local | 1604 | 3900 | 1604 | 143.1% | 3900 | New | [5 empty] | 3 | 4 | 3 | 1 |  |  | Hodkinson |  |  | Harris Irwin Associates | One Click LCA | Project 136 | 100% | 2
Vine Lane | Assessment 1 - no decarbonisation | 943 | 1013 | 1082 | 1152 | 1221 | 1291 | 1360 | 1430 | 1499 | 1569 | 1638 | 1708 | 1777 | Camden | WC1V 6PB | 2023/2510/P | Planning Portal |  | 2023-06-27 |  |  | Commercial & Residential |  | New Build |  |  | 0 | 2449 | 0 |  | 2449 | [7 empty] | 5 | 5 |  |  |  | Scotch Partners |  |  |  |  | Project 137 | 100% | 1
Warnford Court | Assessment 1 - no decarbonisation | 701 | 795 | 890 | 984 | 1078 | 1173 | 1267 | 1361 | 1456 | 1550 | 1644 | 1739 | 1833 | City of London | EC2N 2AT | 23/00145/FULMAJ | Planning Portal | Demolition of the fourth and fifth floors, and construction of a part four-part five storey Refurbishment to create a seven storey building for office (Class E) use; creation of roof top plant and terrace space; alterations to the facades and creation of new entrances, provision of cycle parking and end of journey facilities and creation of external amenity terraces. ¦ Warnford Court 29 Throgmorton Street London EC2N 2AT | 2023-02-07 |  | Pending | Office | No | Heavy Refurbishment | 1880s | Not listed | 6795 | 9108 | 1881 | 34.04% | 4194 | New and retained basement | Masonry and steel | Reinforced Concrete | RC Cores / shear walls | RC Cores / shear walls | Capacity enhancement | 5 | 5 | 7 | 5 |  | None required | Arup | Heyne Tillet Steel | Arup | Carmody Groarke | One Click LCA | Project 138 | 27.68% | 3
Formulas:
Submission date = IF(VLOOKUP(Table351011[[#This Row],[Site name]],Table3[],7)=0,"",VLOOKUP(Table351011[[#This Row],[Site name]],Table3[],7))
Decision date = IF(VLOOKUP(Table351011[[#This Row],[Site name]],Table3[],8)=0,"",VLOOKUP(Table351011[[#This Row],[Site name]],Table3[],8))

## Different Lifetimes Averages
Classification | Assumed lifetime | Average A-C Emissions per GIA
Retrofit | 0 | 367
Retrofit | 5 | 510
Retrofit | 10 | 653
Retrofit | 15 | 797
Retrofit | 20 | 940
Retrofit | 25 | 1083
Retrofit | 30 | 1226
Retrofit | 35 | 1369
Retrofit | 40 | 1513
Retrofit | 45 | 1656
Retrofit | 50 | 1799
Retrofit | 55 | 1942
Retrofit | 60 | 2085
Light Extension | 0 | 515
Light Extension | 5 | 663
Light Extension | 10 | 810
Light Extension | 15 | 958
Light Extension | 20 | 1105
Light Extension | 25 | 1253
Light Extension | 30 | 1401
Light Extension | 35 | 1548
Light Extension | 40 | 1696
Light Extension | 45 | 1844
Light Extension | 50 | 1992
Light Extension | 55 | 2139
Light Extension | 60 | 2287
Heavy Extension | 0 | 615
Heavy Extension | 5 | 732
Heavy Extension | 10 | 849
Heavy Extension | 15 | 966
Heavy Extension | 20 | 1082
Heavy Extension | 25 | 1199
Heavy Extension | 30 | 1316
Heavy Extension | 35 | 1433
Heavy Extension | 40 | 1550
Heavy Extension | 45 | 1667
Heavy Extension | 50 | 1784
Heavy Extension | 55 | 1900
Heavy Extension | 60 | 2017
Basement and/or Façade Retained | 0 | 706
Basement and/or Façade Retained | 5 | 801
Basement and/or Façade Retained | 10 | 897
Basement and/or Façade Retained | 15 | 992
Basement and/or Façade Retained | 20 | 1087
Basement and/or Façade Retained | 25 | 1183
Basement and/or Façade Retained | 30 | 1279
Basement and/or Façade Retained | 35 | 1374
Basement and/or Façade Retained | 40 | 1469
Basement and/or Façade Retained | 45 | 1565
Basement and/or Façade Retained | 50 | 1660
Basement and/or Façade Retained | 55 | 1756
Basement and/or Façade Retained | 60 | 1851
New Build | 0 | 779
New Build | 5 | 887
New Build | 10 | 994
New Build | 15 | 1102
New Build | 20 | 1209
New Build | 25 | 1316
New Build | 30 | 1424
New Build | 35 | 1531
New Build | 40 | 1639
New Build | 45 | 1746
New Build | 50 | 1853
New Build | 55 | 1961
New Build | 60 | 2068

## New projects
November
Potential new project | Borough | Ref | Class |  |  | RP Notes
The Yard Theatre | LLDC | 23/00283/FUL | Light extension
Meridian Steps | LLDC | 22/00178/FUL | New build |  |  | info ready to populate | Done
57 Berkshire Rd | LLDC | 23/00009/FUL | New build |  |  | GLA Spreadsheet in pdf form | WIP
East Village Plot N16 | LLDC | 23/00101/FUL | New build |  |  | No carbon numbers/ no GLA spreadsheet found | Data not good enough
6-7 Park Lane | LLDC | 23/00229/FUL | New build |  |  | results in carbon report | Data not good enough
Vittoria Wharf | LLDC | 23/00248/FUL | New build |  |  | info only in WLCA report | WIP
The Wick Hotel | LLDC | 23/00300/FUL | New build |  |  | info only in WLCA report | WIP
90 White Post Lane | LLDC | 23/00333/FUL | New build |  |  | info only in WLCA report | WIP
Stratford International | LLDC | 19/00391/FUL | New build |  |  | info only in WLCA report | WIP
Vulcan Wharf | LLDC | 20/00307/FUL | New build |  |  | info only in WLCA report | WIP
Legacy Wharf Phase 2 | LLDC | 21/00395/FUL | New build |  |  | GLA Spreadsheet in pdf form | WIP
34-38 Wallis Road | LLDC | 23/00234/FUL | New build |  |  | info only in WLCA report | WIP
Jubilee House | LLDC | 21/00483/FUL | Heavy extension
45 Hornsey Road | Islington | P2022/2063/FUL |  | New build + Refurbishment of existing listed building (including internal and external alterations) alongside proposed single storey courtyard infill extension, four storey rear addition and single storey roof extension to provide Class E(g) floorspace
Liverpool Street Station | City of London | 23/00453/FULEIA |  | Mix of new build and refurbishment
The Rex | Kingston | 21/02313/FUL | Heavy extension
Victoria House | Greenwich | 23/2747/F | Façade retained |  |  |  |  | 23/00009/FUL
Island Site, Woolwich | Greenwich | 22/3162/F |  | Mix of new build and refurbishment |  |  |  | 23/00248/FUL
Hyatt Place | Hillingdon | 2385/APP/2022/2952 | Heavy extension |  |  |  |  | 23/00300/FUL
Dyne House | Haringey | HGY/2023/0328 | Heavy extension |  |  |  |  | 23/00333/FUL
JVC Business Park | Brent | 22/1849 | Heavy extension |  |  |  |  | 19/00391/FUL
65 Gresham St | City of London | 22/00848/FULMAJ | Heavy extension |  |  |  |  | 20/00307/FUL
Former Blackfriars Crown Court | Southwark | 22/AP/1347 | Heavy extension |  |  |  |  | 21/00395/FUL
South Molton Triangle | Westminster | 22/04610/FULL | Multiple: separated as different properties. North Block & South Block new builds. All others refurbishments. |  |  |  |  | 23/00234/FUL
SMT North Block |  |  | Façade retained
SMT South Block |  |  | Façade retained
SMT 40-46 Brook St |  |  | Retrofit
SMT Running Horse Pub |  |  | Retrofit
SMT SMS and Browns |  |  | Retrofit
334-348 Oxford Street | Westminster | 21/05110/FULL | Heavy extension
Leconfield House | Westminster | 23/02111/FULL | Heavy extension
101 Whitechapel High Street | Tower Hamlets | PA/20/02726/R | Multiple: partial retention of existing and new builds
1 Exchange Square London EC2A 2JN | City of London | 21/00930/FULMAJ | Heavy extension | Part demolition of the site for the refurbishment and extension to the existing facade
The Parcels building | Westminster | 18/10493/FULL | Heavy extension | No WLCA | GIA = 5450m2
April
63 New Bond Street | Westminster | 23/08027/FULL | Heavy extension | Accepted
18-20 Savile Row | Westminster | 22/03276/FULL | New build | Rejected

## WLC (old master) (hidden)
Site Name | London Borough | Total New GIA (m2) | Software Used | Benchmark | Building Type | Building Typology | WLC Data Source | RIBA Design Stage | Assessment 1 or Assessment 2 chosen to form the basis for design decisions | Module A1-A5 (kg CO2e/m2 GIA) - MIN of As1/As2, exc. Sequestration | Module A1-A5 (kg CO2e/m2 GIA) - MIN of As1/As2, exc. Sequestration (Rounded) | Modules A-C (kg CO2e/m2 GIA) No decarbonisation (As1) | Modules A-C (kg CO2e/m2 GIA) No decarbonisation (As1) (Rounded) | (As1) Module A1-A5 (kg CO2e/m2 GIA) (incl. seq. carbon) | (As1) Module A1-A5 (kg CO2e/m2 GIA) (excl. seq. carbon) | (As1) Module B-C (excl. B6-B7) (kg CO2e/m2 GIA) | (As1) Module A-C (excl. B6-B7 & incl. seq. carbon) (kg CO2e/m2 GIA) | (As1) Module B1-B5(kg CO2e/m2 GIA) | (As1) Module B6-B7 kg CO2e/m2 GIA) | (As1) Module C1-C4 (kg CO2e/m2 GIA) | (As1) Module D (kg CO2e/m2 GIA) | (As2) Module A1-A5 (kg CO2e/m2 GIA) | (As2) Module B1-B5(kg CO2e/m2 GIA) | (As2) Module B6-B7 kg CO2e/m2 GIA) | (As2) Module C1-C4 (kg CO2e/m2 GIA) | (As2) Module D (kg CO2e/m2 GIA) | A1-A5 Substructure (BCIS 1.1) embodied carbon | A1-A5 Superstructure (BCIS 2.1-2.3) embodied carbon | A1-A5 Superstructure (BCIS 2.4-2.8) embodied carbon | A1-A5 Superstructure subtotal (BCIS 2.1-2.8) embodied carbon | A1-A5 Total structural embodied carbon | Construction date of existing building | Listed Asset? | Existing Structural Frame | Existing Storeys (including basement) | Existing Stability System | Original GIA (m2) | Classification | Building Repurposing Type | Loading treatment | Sustainability or LCA Consultants | Structural Engineers | MEP Engineers | Architect | Description of structureand/or structural interventions | Above Ground Number of Storeys (proposed) | Additional Storeys added Vertically (compared to existing) | Lateral extension Storeys | GIA demolished (m2) | GIA Increase, % | New structural frame | New Stability System | Fire protection interventions of existing structure | Change of use | Basement Retained | Planning Application Submission Date | Planning Decision Date | Link to Planning Site
1 | Newham | 9408.3 | OneClick LCA | Residential | Mixed (Resi + Commercial) | Commercial & Residential | GLA Database |  | Assessment 1 | 317.78 | 300 | 1346.74 | 1250 | 317.78 |  |  |  | 281.94 | 727.35 | 19.67 | -428.2 | 318 | 258 | 294 | 20 | -381
2 | Westminster | 33840 | eToolLCD | Offices | Office + Retail | Office & Retail | GLA Database |  | Assessment 1 | 961 | 1000 | 1679 | 1750 | 961 |  |  |  | 250 | 356 | 112 | -70 | 961 | 129 | 356 | -111.98 | -16
1 Appold Street | City of London | 51869 | OneClick LCA | Offices | Office + Class E | Office | Planning Portal |  | Assessment 1 | 415 | 400 |  |  | 392 | 415 | 229 | 621 | 195 |  | 34 | -281 | [5 empty] | 16 | 185 | 127 | 312 | 328 | [6 empty] | Light Extension | Repurposing - Expansive Reuse - Vertical Extension |  | Hilson Moran |  |  |  | Partial demolition of existing building. Retention and extension of existing structure - provide 14-storey. Retention of existing gym and swimming pool at basement level | 14 | 7 | 0 | [6 empty] | Retained | 2022-12-12 | 2023-03-13 | 22/01200/FULMAJ ¦ Partial demolition of the existing building and the redevelopment of the site compromising the retention and extension of the existing structure to provide a 14-storey building (+79.620m AOD) comprising offices (Class E(g)) at upper floors; provision of commercial, business and services uses (Class E) and a restaurant (Class E (b)), along with the loss of a Public House (Class Sui Generis) at ground floor and retention of the existing gym and swimming pool at basement level (Class E(d)); provision of associated roof terraces and external balconies to office floors; Provision of long stay cycling facilities at basement level, public realm improvements including the creation of a new step-free connection between Appold Street and Exchange Square; provision of external seating areas; provision of short stay cycle parking within Sun Street Passage; servicing and plant; and other works associated with the development. ¦ 1 Appold Street London EC2A 2UU (cityoflondon.gov.uk)
4 | City of London | 17067 | eToolLCD | Offices | Offices | Office | GLA Database |  | Assessment 1 | 1433 | 1400 | 2700 | 2750 | 1433 |  |  |  | 124 | 971 | 172 | -110 | 1433 | 57 | 298 | 172 | -11
5 | City of London | 11357 | eToolLCD | Offices | Offices | Office | GLA Database |  | Assessment 1 | 1256 | 1300 | 2244 | 2250 | 1256 |  |  |  | 197 | 630 | 161 | -95 | 1256 | 100 | 195 | 161 | -10
6 | Camden | 47132 | eToolLCD | Offices | Hospital | Hospital/Medical | GLA Database |  | Assessment 1 | 796 | 800 | 1901 | 2000 | 796 |  |  |  | 338 | 634 | 133 | -56.6 | 796 | 169 | 709 | 11 | -14
7 | Waltham Forest | 41313 | eToolLCD | Residential | Residential | Residential (inc. student accomodation) | GLA Database |  | Assessment 1 | 690 | 700 | 1351 | 1250 | 690 |  |  |  | 289 | 262 | 110 | -25.595 | 690 | 144 | 262 | 12 | -9
8 | Waltham Forest | 3701 | eToolLCD | Offices | Offices | Office | GLA Database |  | Assessment 1 | 903 | 900 | 1504 | 1500 | 903 |  |  |  | 308 | 177 | 116 | -34.058 | 903.9 | 135.9 | 175.4 | 10.4 | -10.4
9 | Kingston upon Thames | 31972 | eToolLCD | Offices | Offices | Office | GLA Database |  | Assessment 1 | 877.1813 | 900 | 2590.6813 | 2500 | 878.1453 |  |  |  | 280.9058 | 1350.4438 | 81.1863 | -97.4435 | 877.1813 | 149.3587 | 414.5039 | 6.9751 | -18.5085
10 | Hillingdon | 11117 | OneClick LCA | Residential | Residential | Residential (inc. student accomodation) | GLA Database |  | Assessment 1 | 523.8579 | 500 | 3227.9236 | 3250 | 523.8579 |  |  |  | 193.5097 | 2498.1666 | 12.3895 | -287.5304 | 523.8579 | 185.6601 | 1102.2421 | 12.3895 | -273.1539
11 | Southwark | 63599 | OneClick LCA | Offices | Offices | Office | GLA Database |  | Assessment 1 | 416.016 | 400 | 2053.364 | 2000 | 416.016 |  |  |  | 0.694 | 1624.154 | 12.5 | -136.213 | 416.016 | 0.694 | 426 | 12.5 | -136.213
12 | Hillingdon | 13472 | OneClick LCA | Residential | Hotel | Hotel | GLA Database |  | Assessment 1 | 527.2294 | 500 | 1468.1941 | 1500 | 527.2294 |  |  |  | 918.681 | 1.8849 | 20.3988 | -182.912 | 527.2294 | 918.681 | 0.50453 | 20.3988 | -94.0308
13 | Newham | 12163 | OneClick LCA | Retail | Self storage building and industrial unit | Industrial | GLA Database |  | Assessment 1 | 339 | 300 | 840.647 | 750 | 339.266 |  |  |  | 181.418 | 310.904 | 9.059 | -118.13 | 339 | 181 | 83 | 9 | -118
14 | Southwark | 40098 | OneClick LCA | Offices | Commercial + Residential | Commercial & Residential | GLA Database |  | Assessment 1 | 863.525 | 900 | 4544.88 | 4500 | 863.525 |  |  |  | 363.647 | 3296.584 | 21.124 | -412.194 | 864 | 342 | 512 | 10 | -330
15 | Hackney | 67840 | OneClick LCA | Offices | Office led mixed use | Office & Retail | GLA Database |  | Assessment 1 | 659.585 | 700 | 2607.099 | 2500 | 659.585 |  |  |  | 95.013 | 1841.879 | 10.622 | -188.245 | 660 | 95 | 0 | 11 | -188
16 | Kingston upon Thames | 4750 | OneClick LCA | Residential | Residential | Residential (inc. student accomodation) | GLA Database |  | Assessment 1 | 515 | 500 | 1584.817 | 1500 | 540.769 |  |  |  | 251.781 | 775.015 | 17.252 | -158.29 | 515 | 219 | 0 | 17 | -140
17 | Hammersmith and Fulham | 170725 | OneClick LCA | Residential | Residential led mixed use | Commercial & Residential | GLA Database | N | Assessment 1 | 374.3731 | 400 | 1336 | 1250 | 374.3731 | 397 | 293 | 683 | 272 | 646 | 21 | -129 | 410.804 | 223.5195 | 42.3844 | 9.8053 | -128.3075
18 | Lambeth | 3743 | OneClick LCA | Residential | Residential | Residential (inc. student accomodation) | GLA Database |  | Assessment 1 | 567 | 600 | 1783.117 | 1750 | 567.065 |  |  |  | 300.938 | 895.281 | 19.833 | -159.366 | 567 | 301 | 375 | 20 | -159
19 | Hounslow | 14611 | OneClick LCA | Residential | Residential | Residential (inc. student accomodation) | GLA Database |  | Assessment 1 | 536.719 | 500 | 1686.882 | 1750 | 536.719 |  |  |  | 418.022 | 704.349 | 27.792 | -244.553 | 537 | 380 | 262 | 28 | -217
20 | Southwark | 4200 | eToolLCD | Offices | Mixed (Resi + Commercial) | Commercial & Residential | GLA Database |  | Assessment 1 | 878.4229 | 900 | 2290.6869 | 2250 | 878.4229 |  |  |  | 308.3582 | 998.8025 | 105.1033 | -18.4671 | 878.4229 | 308.3582 | 600.9752 | 105.1033 | -18.4671
1 Finsbury Avenue | City of London | 36600 | OneClick LCA | Offices | Commercial office | Office & Retail | Arup Internal Database | 2 |  | Not available | Not available | Not available | Not available | Remove this whole column - not relevant | Remove Column P or K | Not available | Remove column M or R | Not available | Not available | Not available | Not available | [5 empty] | 1 | 12 | Not available | Not available | 13 | 1984 | Grade II | Steel | 8 | Steel Cores | 37160 | Light Extension | Repurposing - Insertion | Minimal intervention | Arup | Arup | Arup | Allford Hall Monaghan Morris | Roof terraces, basement cinema, exposed structural frame, new on-floor services, lift shaft extensions | 8 | 0 | 0 | 7432 | -1.507% | Steel | None | Repair fire protective spray | Yes | Retained | 2017-03-20 | 2017-06-01 | https://www.planning2.cityoflondon.gov.uk/online-applications/applicationDetails.do?keyVal=ON3S0XFHL0I00&activeTab=summary
22 | Kensington and Chelsea | 17177 | OneClick LCA | Retail | Retail | Retail | GLA Database |  | Assessment 1 | 660 | 700 | 1976.311 | 2000 | 660 |  |  |  | 251 | 1007.415 | 57.896 | -215 | 660 | 224 | 364 | 21 | -191
23 | Westminster | 64223 | OneClick LCA | Residential | Residential | Residential (inc. student accomodation) | GLA Database |  | Assessment 1 | 512.767 | 500 | 2128.664 | 2250 | 512.767 |  |  |  | 362.879 | 1202.417 | 50.601 | -104.353 | 512.7672 | 323.9882 | 406.9033 | 50.6012 | -104.353
24 | Redbridge | 22260 | eToolLCD | Residential | Residential | Residential (inc. student accomodation) | GLA Database |  | Assessment 1 | 550.991 | 600 | 1514.16 | 1500 | 550.991 |  |  |  | 58.895 | 830.364 | 73.91 | -6.238 | 551 | 37 | 347 | 46 | -2
25 | Tower Hamlets | 41813.65 | OneClick LCA | Residential | Residential + Commercial | Commercial & Residential | GLA Database |  | Assessment 1 | 388 | 400 | 1490.259 | 1500 | 388.101 |  |  |  | 193.211 | 891.558 | 17.389 | -226.215 | 388 | 172 | 295 | 17 | -201
26 | Tower Hamlets | 53994 | OneClick LCA | Residential | Residential | Residential (inc. student accomodation) | GLA Database |  | Assessment 1 | 462.511 | 500 | 1640.44 | 1750 | 462.511 |  |  |  | 486.91 | 677.703 | 13.316 | -341.219 | 463 | 469 | 227 | 13 | -266
27 | Croydon | 17061 | OneClick LCA | Residential | Residential | Residential (inc. student accomodation) | GLA Database |  | Assessment 1 | 302 | 300 | 1227.902 | 1250 | 309.637 |  |  |  | 227.076 | 651.859 | 39.33 | -272.151 | 302 | 198 | 652 | 37 | -239
28 | Tower Hamlets | 39486 | OneClick LCA | Residential | Student accommodation | Residential (inc. student accomodation) | GLA Database |  | Assessment 1 | 500 | 500 | 2231.727 | 2250 | 500 |  |  |  | 275 | 1415.727 | 41 | -476.958 | 500 | 199 | 464 | 37 | -401
29 | Greenwich | 30428 | eToolLCD | Residential | Residential | Residential (inc. student accomodation) | GLA Database |  | Assessment 1 | 794.522 | 800 | 1938.8089 | 2000 | 794.522 |  |  |  | 207.71 | 835.266 | 101.3109 | -3.4462 | 794.522 | 56 | 405.1727 | 101.3409 | -1
30 | Brent | 11044 | OneClick LCA | Residential | Residential | Residential (inc. student accomodation) | GLA Database |  | Assessment 1 | 380 | 400 | 822.952 | 750 | 380.097 |  |  |  | 207.62 | 164.143 | 71.092 | -213.198 | 380 | 186 | 89 | 71 | -190
31 | Brent | 24807.5 | OneClick LCA | Residential | Residential | Residential (inc. student accomodation) | GLA Database |  | Assessment 1 | 428.859 | 400 | 1427.5 | 1500 | 428.859 |  |  |  | 53.871 | 930.878 | 13.892 | -598.52 | 429 | 37 |  | 8
32 | Havering | 4629 | OneClick LCA | Offices | Offices | Office | GLA Database |  | Assessment 1 | 498 | 500 | 4045.056 | 4000 | 498.002 |  |  |  | 646.472 | 2870.27 | 30.312 | -412.635 | 498 | 624 | 752 | 30 | -392
33 | Redbridge | 47130.6 | OneClick LCA | Residential | Residential | Residential (inc. student accomodation) | GLA Database |  | Assessment 1 | 441.589 | 400 | 1362.101 | 1250 | 441.589 |  |  |  | 166.066 | 721.761 | 32.685 | -272.703 | 442 | 153 | 228 | 33 | -242
34 | Croydon | 12017 | eToolLCD | Residential | Residential | Residential (inc. student accomodation) | GLA Database |  | Assessment 1 | 586.7856 | 600 | 2114.4717 | 2000 | 586.7856 |  |  |  | 287.3902 | 1186.1994 | 54.0965 | -61.2081 | 586.7856 | 133.9908 | 625.9288 | 28.4002 | -27.3563
1 Museum Street | Camden | 24791 | OneClick LCA | Offices | Office | Office & Retail | Planning Portal |  | Assessment 1 | 752 | 800 | 1798 | 1750 | 723 | 752 | 471 | 1194 | 422 | 574 | 50 | -192 | [5 empty] | 74 | 342 | 101 | 443 | 517 | [6 empty] | New Build | New Build |  | Scotch Partners | Heyne Tillet Steel | Scotch Partners | DSDHA |  | 19 | [9 empty] | 2023-06-27 | pending | https://planningrecords.camden.gov.uk/Northgate/Redirection/redirect.aspx?linkid=EXDC&PARAM0=617074
36 | Lambeth | 14125 | OneClick LCA | Residential | Residential | Residential (inc. student accomodation) | GLA Database | Y | Assessment 1 | 359 | 400 | 9703 | 9750 | 359 | 372 | 366 | 726 | 335 | 8964 | 32 | -327 | 359 | 270 | 5199 | 32 | -190
37 | Barnet | 37336 | OneClick LCA | Residential | Mixed use Residential led | Commercial & Residential | GLA Database | Y | Assessment 1 | 804 | 800 | 1996 | 2000 |  | 804 | 381 | 1159 | 322 | 811 | 59 | -289
38 | Camden | 30267 | eToolLCD | Offices | Offices/Residential | Commercial & Residential | GLA Database |  | Assessment 1 | 655.8439 | 700 | 3498.5613 | 3500 | 655.8439 |  |  |  | 246.8834 | 2519.3058 | 76.5282 | -4.4309 | 655.8439 | 246.8834 | 1970.8391 | 76.5282 | -4.4309
39 | Tower Hamlets | 12132.23 | eToolLCD | Residential | Mixed Residential/office | Commercial & Residential | GLA Database |  | Assessment 1 | 758 | 800 | 1391 | 1500 | 758 |  |  |  | 129 | 414 | 90 | 0 | 758 | 129 | 347 | 90 | 0
40 | Waltham forest | 6517 | OneClick LCA | Residential | Residential | Residential (inc. student accomodation) | GLA Database |  | Assessment 1 | 545.824 | 500 | 1665.9047 | 1750 | 545.824 |  |  |  | 298.726 | 800.2307 | 21.124 | -123 | 546 | 283 | 253 | 21 | -120
41 | Brent | 67195 | OneClick LCA | Residential | Residential led mixed use (Retail + Commercial) | Commercial & Residential | GLA Database |  | Assessment 2 | 474 | 500 | 2141.861 | 2250 | 474 |  |  |  | 321.861 | 1321 | 25 | -183 | 474 | 304 | 593 | 25 | -162
42 | Lambeth | 49136 | OneClick LCA | Residential | Residential | Residential (inc. student accomodation) | GLA Database |  | Assessment 1 | 521.048 | 500 | 1456.285 | 1500 | 521.048 |  |  |  | 108.796 | 808.045 | 18.396 | -291.994 | 521.059 | 96.802 | 271.664 | 18.396 | -291.994
43 | Waltham Forest | 37171 | OneClick LCA | Residential | Residential + Commercial | Commercial & Residential | GLA Database |  | Assessment 1 | 451.729 | 500 | 1275.492 | 1250 | 451.729 |  |  |  | 157 | 621.763 | 45 | -111.793 | 452 | 135 | 196 | 45 | -112
44 | Ealing | 9983 | eToolLCD | Residential | commercial-led mixed-use | Commercial & Residential | GLA Database | Y | Assessment 1 | 758 | 800 | 2088 | 2000 | 758 | 811 | 336 | 1094 | 260 | 942 | 75 | -57 | 758 | 121 | 570 | 72 | -28
45 | Southwark | 10474 | OneClick LCA | Residential | Residential | Residential (inc. student accomodation) | GLA Database |  | Assessment 1 | 535.3303 | 500 | 1465.8784 | 1500 | 535.3303 |  |  |  | 186.4142 | 700.9681 | 43.1657 | -239.9228 | 535.3303 | 165.399 | 413.7236 | 43.1657 | -213.1251
46 | Southwark | 30809 | OneClick LCA | Offices | Medical (D1) and R&D (B1) use types | Hospital/Medical | GLA Database |  | Assessment 2 | 677 | 700 | 2306.1113 | 2250 | 677 |  |  |  | 470 | 1136 | 23.1113 | -746 | 677 | 438 | 272 | 23.1113 | -643
47 | Enfield | 37699 | eToolLCD | Residential | Residential led mixed use | Commercial & Residential | GLA Database |  | Assessment 1 | 477 | 500 | 1423.442 | 1500 | 477 |  |  |  | 161 | 695.442 | 90 | 1 | 477 | 161 | 573 | 90 | 1
48 | Enfield | 211011 | eToolLCD | Residential | Residential led mixed use | Commercial & Residential | GLA Database |  | Assessment 1 | 512 | 500 | 1715 | 1750 | 512 |  |  |  | 135 | 993 | 75 | 1 | 512 | 135 | 75 | 75 | 1
49 | City of London | 20463 | OneClick LCA | Residential | Student accommodation | Residential (inc. student accomodation) | GLA Database |  | Assessment 1 | 620 | 600 | 2158.513 | 2250 | 620 |  |  |  | 437 | 1013.513 | 88 | -218 | 620 | 437 | 336 | 88 | -218
50 | Southwark | 48178 | OneClick LCA | Offices | Offices | Office | GLA Database |  | Assessment 2 | 994.686 | 1000 | 2710.609 | 2750 | 994.686 |  |  |  | 356.116 | 1327.617 | 32.19 | -926.551 | 995 | 289 | 309 | 32 | -758
51 | Hounslow | 146745 | OneClick LCA | Residential | Residential-led, mixed-use development | Commercial & Residential | GLA Database |  | Assessment 1 | 574 | 600 | 1539.726 | 1500 | 574.141 |  |  |  | 257.505 | 684.131 | 23.949 | -88.007 | 574 | 236.1423 | 233.5836 | 23.9488 | -78.0439
52 | Merton | 25891 | OneClick LCA | Offices | Offices | Office | GLA Database |  | Assessment 2 | 676 | 700 | 3537.435 | 3500 | 676 |  |  |  | 655 | 2180.435 | 26 | -562 | 676 | 610 | 714 | 26 | -465
53 | Bromley | 17246 | eToolLCD | Residential | Residential | Residential (inc. student accomodation) | GLA Database |  |  | 927.772 | 900 | 2279.87 | 2250 | 927.772 |  |  |  | 342.965 | 923.573 | 85.56 | -32.239 | 928 | 150 | 482 | 92 | -14
54 | Westminster | 9884 | OneClick LCA | Residential | Residential | Residential (inc. student accomodation) | GLA Database |  |  | 640 | 600 | 1826 | 1750 | 640 |  |  |  | 240 | 902 | 44 | -513 | 640 | 240 | 897 | 44 | -513
55 | Newham | 23728 | OneClick LCA | Residential | Residential | Residential (inc. student accomodation) | GLA Database |  | Assessment 1 | 500 | 500 | 1564.423 | 1500 | 500 |  |  |  | 402 | 592.423 | 70 | -219 | 500 | 358 | 512 | 70 | -194
56 | Newham | 7000 | OneClick LCA | Residential | Residential | Residential (inc. student accomodation) | GLA Database |  |  | 640.593 | 600 | 1837.161 | 1750 | 640.593 |  |  |  | 432.601 | 704.103 | 59.864 | -324.652 | 641 | 393 | 222 | 50 | -325
57 | Westminster | 60777 | OneClick LCA | Offices | Office + Commercial | Office & Retail | GLA Database |  | Assessment 1 | 558 | 600 | 3365.534 | 3250 | 558.134 |  |  |  | 211.469 | 2532.553 | 63.378 | -570.576 | 558 | 187 | 1168 | 63 | -507
58 | City of London | 35948 | eToolLCD | Offices | Offices | Office | GLA Database |  | Assessment 1 | 669.8 | 700 | 1800.7 | 1750 | 669.8 |  |  |  | 171.1 | 926.3 | 33.5 | -31.5 | 670 | 96 | 244 | 38 | -15
59 | Hackney | 18730 | OneClick LCA | Residential | Residential | Residential (inc. student accomodation) | GLA Database |  | Assessment 1 | 573.533 | 600 | 1887.31 | 2000 | 573.533 |  |  |  | 464.907 | 821.776 | 27.094 | -548.613 | 574 | 451 | 260 | 27 | -521
60 | Greenwich | 62697 | OneClick LCA | Residential | Residential-led, mixed-use development | Commercial & Residential | GLA Database |  | Assessment 1 | 588 | 600 | 1806.6 | 1750 | 588 |  |  |  | 148 | 1045 | 25.6 | -428 | 588 | 126 | 349 | 26 | -380
61 | Hounslow | 1580 | OneClick LCA | Retail | Processing plant | Industrial | GLA Database |  | Assessment 1 | 253.2126 | 300 | 979.2695 | 1000 | 253.2126 |  |  |  | 186.9715 | 403.2949 | 135.7905 | -457.2829 | 253.2126 | 166.1379 | 147.55 | 135.7905 | -406.7879
62 | Newham | 54333 | Other | Residential | Residential | Residential (inc. student accomodation) | GLA Database |  | Assessment 1 | 452 | 500 | 1670 | 1750 | 452 |  |  |  | 107 | 969 | 142 | -78 | 452 | 107 | 1026 | 142 | -78
63 | Barking and Dagenham | 14960 | OneClick LCA | Residential | Residential | Residential (inc. student accomodation) | GLA Database | Y | Assessment 2 | 1019 | 1000 | 2152 | 2250 |  | 1019 | 520 | 1510 | 468 | 613 | 52 | -164
64 | Ealing | 8726 | eToolLCD | Residential | Residential | Residential (inc. student accomodation) | GLA Database | Y | Assessment 1 | 576.73 | 600 | 1346 | 1250 | 576.73 | 627 | 314 | 909 | 252 | 405 | 62 | -14 | 594.9814 | 175.278 | 404.754 | 61.962 | -14.433
65 | Hillingdon | 56102 | eToolLCD | Offices | Data centre | Data Centre | GLA Database | Y | Assessment 1 | 936.107 | 900 | 1892.818 | 2000 |  | 936.107 | 54.283 | 986.541 | 19.517 | 902.428 | 34.766 | -30.091
66 | Westminster | 26176 | OneClick LCA | Residential | Residential | Residential (inc. student accomodation) | GLA Database |  |  | 847.673 | 800 | 2138.587 | 2250 | 847.673 |  |  |  | 235.844 | 1028.037 | 27.033 | -376.948 | 848 | 210 | 325 | 27 | -335
67 | Wandsworth | 27460 | eToolLCD | Residential | Mixed use | Commercial & Residential | GLA Database |  | Assessment 1 | 656 | 700 | 2461.821 | 2500 | 656 |  |  |  | 72.868 | 1646.043 | 86.91 | -21.553 | 656 | 55 | 741 | 43 | -11
68 | Wandsworth | 8761 | OneClick LCA | Residential | Residential | Residential (inc. student accomodation) | GLA Database |  | Assessment 1 | 362 | 400 | 1577.68 | 1500 | 362.106 |  |  |  | 378.419 | 784.155 | 53 | -426.638 | 362 | 346 | 248 | 53 | -374
69 | Lambeth | 9478 | OneClick LCA | Residential | Residential | Residential (inc. student accomodation) | GLA Database |  | Assessment 1 | 485.2104 | 500 | 1470.4122 | 1500 | 485.2104 |  |  |  | 358.0159 | 565.4337 | 61.7523 | -236.73 | 485.2104 | 358.0159 | 339.0402 | 61.7523 | -236.73
70 | Greenwich | 9232 | OneClick LCA | Residential | School accommodation | Residential (inc. student accomodation) | GLA Database |  | Assessment 1 | 501.979 | 500 | 1667.917 | 1750 | 501.979 |  |  |  | 186.427 | 942.778 | 36.733 | -584.021 | 502 | 169 | 943 | 37 | -519
71 | Tower Hamlets | 87127.7 | OneClick LCA | Residential | Retail + Residential | Commercial & Residential | GLA Database |  | Assessment 1 | 787 | 800 | 1841 | 1750 | 787 |  |  |  | 456 | 550 | 48 | -563 | 787 | 392 | 354 | 48 | -500
72 | Tower Hamlets | 26094 | OneClick LCA | Residential | Retail + Residential | Commercial & Residential | GLA Database |  | Assessment 1 | 685 | 700 | 2296 | 2250 | 685 |  |  |  | 366 | 1141 | 104 | -533 | 685 | 347 | 885 | 104 | -474
73 | Westminster | 42133 | OneClick LCA | Residential | Residential led mixed use | Commercial & Residential | GLA Database |  |  | 688.649 | 700 | 1722.631 | 1750 | 688.649 |  |  |  | 310 | 681.914 | 42.068 | -248.233 | 689 | 282 | 230 | 42 | -248
74 | Westminster | 53086 | OneClick LCA | Residential | Residential led mixed use | Commercial & Residential | GLA Database |  |  | 688.67 | 700 | 1722.674 | 1750 | 688.67 |  |  |  | 310 | 681.934 | 42.07 | -248.24 | 689 | 282 | 230 | 42 | -248
75 | Lambeth | 12764 | OneClick LCA | Residential | Residential | Residential (inc. student accomodation) | GLA Database | Y | Assessment 1 | 462.273 | 500 | 1383.643 | 1500 | 462.273 | 539.695 | 306.231 | 817.417 | 254.541 | 537.717 | 51.69 | 193.23
76 | Brent | 30926 | OneClick LCA | Residential | Residential | Residential (inc. student accomodation) | GLA Database |  | Assessment 1 | 568 | 600 | 2003.902 | 2000 | 568.431 |  |  |  | 503.341 | 896.484 | 35.646 | -538.081 | 568 | 466 | 284 | 36 | -479
77 | Camden | 164000 | OneClick LCA | Residential | Mixed Use | Commercial & Residential | GLA Database |  | Assessment 2 | 555.72 | 600 | 1835.98 | 1750 | 555.72 |  |  |  | 268.24 | 954.17 | 57.85 | -231.34 | 555.72 | 243.37 | 271.82 | 57.85 | -205.12
78 | Hammersmith and Fulham | 37500 | OneClick LCA | Residential | Residential | Residential (inc. student accomodation) | GLA Database |  | Assessment 1 | 397 | 400 | 932 | 1000 | 397 |  |  |  | 152 | 339 | 44 | -112 | 397 | 138 | 183 | 44 | -99
79 | Hounslow | 21178 | OneClick LCA | Residential | Residential | Residential (inc. student accomodation) | GLA Database | Y | Assessment 1 | 444 | 400 | 1216 | 1250 | 444 | 451 | 280 | 722 | 260 | 486 | 19 | -351 | 444 | 233 | 263 | 19 | -312
80 | Newham | 19267 | OneClick LCA | Residential | Warehouses/offices | Office | GLA Database | Y | Assessment 1 | 570 | 600 | 1157 | 1250 | 575 | 570 | 190 | 761 | 178 | 392 | 12 | -3374 | 575 | 79 | 133 | 12 | -232
81 | Barnet | 26298 | OneClick LCA | Offices | Residential/Community space | Residential (inc. student accomodation) | GLA Database | Y |  | 539.9 | 500 | 1241.9 | 1250 |  | 539.9 | 382 | 906 | 338 | 319 | 45 | -357
82 | Newham | 13719 | OneClick LCA | Offices | Student accommodation with workspaces | Residential (inc. student accomodation) | GLA Database | Y | Assessment 1 | 326 | 300 | 1768 | 1750 | 326 | 383 | 247 | 573 | 173 | 1138 | 74 | -79 | 326 | 141 | 397 | 73.9439 | -65.4173
83 | Southwark | 8789 | OneClick LCA | Residential | Mixed Use | Commercial & Residential | GLA Database | Y | Assessment 1 | 378 | 400 | 1926 | 2000 | 378 | 468 | 357 | 802 | 317 | 1101 | 40 | -193 | 378 | 97 |  | 32.5846 | -71.8049
84 | Newham | 132163 | Other | Residential | Mixed Residential/commercial | Commercial & Residential | GLA Database | Y |  | 615 | 600 | 918.6 | 1000 |  | 615 | 294.2 | 894 | 269.5 | 10.1 | 24 | -442.7
85 | Havering | 2066.1 | OneClick LCA | Schools/Universities | School | School | GLA Database | N | Assessment 1 | 390 | 400 | 1719.88 | 1750 | 390 | 627 | 905.4 | 1295.85 | 745.67 | 187.46 | 159.75 | -176.4
86 | Wandsworth | 27371 | OneClick LCA | Residential | Residential | Residential (inc. student accomodation) | GLA Database | Y |  | 534 | 500 | 1466 | 1500 | 538 | 559 | 273 | 811 | 237 | 635 | 35 | -268 | 534 | 228 |  | 33 | -222
87 | Southwark | 37672 | eToolLCD | Residential | Residential and Mixed use | Commercial & Residential | GLA Database | Y |  | 766 | 800 | 1571 | 1500 |  | 766 | 317 | 1029 | 219 | 487 | 99 | -5
88 | Southwark | 38422 | OneClick LCA | Offices | Offices | Office | GLA Database |  |  | 815 | 800 | 3222.223 | 3250 |  | 815 | 372 | 1195 | 341 | 2036 | 30.223 | -182
89 | Barking and Dagenham | 302395 | OneClick LCA | Residential | Residential | Residential (inc. student accomodation) | GLA Database | Y |  | 766.119 | 800 | 2025.119 | 2000 |  | 766.119 | 489 | 1036 | 238 | 770 | 251 | -427
90 | Barking and Dagenham | 45681 | OneClick LCA | Residential | Residential | Residential (inc. student accomodation) | GLA Database | Y |  | 697 | 700 | 1682 | 1750 |  | 697 | 312 | 914 | 200 | 674 | 111 | -465
91 | Lambeth | 30837 | OneClick LCA | Residential | Residential | Residential (inc. student accomodation) | GLA Database | Y |  | 980 | 1000 | 1521 | 1500 |  | 980 | 500 | 1476 | 472 | 41 | 28 | -501
92 | Tower Hamlets | 8183 | OneClick LCA | Residential | Student accommodation | Residential (inc. student accomodation) | GLA Database | Y |  | 636.893 | 600 | 1868.472 | 1750 |  | 636.893 | 529.69 | 1161 | 456.339 | 701.889 | 73.351 | -283.931
93 | Kingston upon Thames | 11385 | eToolLCD | Residential | Residential | Residential (inc. student accomodation) | GLA Database | Y |  | 846.32 | 800 | 1876.73 | 2000 |  | 846.32 | 266.503 | 1097.465 | 160.174 | 763.907 | 106.329 | -0.171
94 | Barking and Dagenham | 30534 | eToolLCD | Retail | Retail | Retail | GLA Database | Y |  | 701.083 | 700 | 2107.38 | 2000 |  | 701.083 | 298.037 | 998.503 | 225.027 | 1108.261 | 73.009 | -24.802
95 | Bexley | 57373 | OneClick LCA | Residential | Residential | Residential (inc. student accomodation) | GLA Database | Y |  | 566.897 | 600 | 1630.611 | 1750 |  | 566.897 | 348.684 | 875.486 | 281.995 | 715.03 | 66.689 | -443.52
96 | Bromley | 31644 | eToolLCD | Residential | Residential | Residential (inc. student accomodation) | GLA Database | Y |  | 738 | 700 | 1874 | 1750 |  | 738 | 370 | 1062 | 312 | 766 | 58 | -52.172
97 | Ealing | 45916 | OneClick LCA | Residential | Residential | Residential (inc. student accomodation) | GLA Database | Y |  | 484 | 500 | 1711 | 1750 |  | 484 | 532 | 1003 | 488 | 694 | 45 | -500
98 | Hackney | 9815 | OneClick LCA | Offices | Offices | Office | GLA Database |  |  | 431 | 400 | 1191 | 1250 |  | 431 | 288 | 690 | 240 | 472 | 48 | -177
1 Southwark Bridge Road | Southwark | 21363 | One Click LCA | Offices | Office + Retail | Office | Planning Portal |  |  | 346 | 300 | 2692 | 2750 | 312 | 346 | 189 | 501 | 142 | 2157 | 48 | -92 | 346 | 142 | 565 | 48 | -111 | 6 | 98 | 106 | 204 | 210 | [5 empty] | 18636 | Light Extension | Repurposing - Expansive Reuse - Vertical Extension |  | Hurley Palmer Flatt | Webb Yates | Hurley Palmer Flatt | BDG architecture + design | Exising building enhanced and re-clad. Façade and roof coverings replaced, additional storey at roof level, infill extensions |  | 1 | 0 | [7 empty] | 2021-02-22 | 2022-07-13 | 21/AP/0599 ¦ Refurbishment, recladding and extension of the existing office building to provide office floorspace, a retail unit, public realm and landscaping, and other associated works. ¦ 1 Southwark Bridge Road London Southwark SE1 9EU
1 Triton Square | Camden | 47264 | OneClick LCA | Offices | Office | Office | Arup Internal Database | 5 |  | 336.6 |  | 539 |  | Remove this whole column - not relevant |  | 0 |  | 220 | Not available | 5.1837 | Not available | [5 empty] | 22 | 208 | 208.5204 | 416.5204 | 230 | 1991 | No | Reinforced Concrete | 10 | Cores and bracing | 27802.3529 | Heavy Extension | Repurposing - Expansive Reuse - Vertical and Horizontal Extension | Capacity enhancement | Arup | Arup | Arup | Arup | Additional three storeys, partial infill of atria, strengthening of columns, piles and shear walls, replacement of stability bracing | 8 | 3 | 0 | 3035 | 170% | Steel | Cores and bracing | None required | No | Retained | 2016-11-04 | 2017-11-21 | https://camdocs.camden.gov.uk/HPRMWebDrawer/PlanRec?q=recContainer:%222016/6069/P%22
10 Spring Gardens | Westminster | 9922 | OneClick LCA | Offices | Office | Office | Arup Internal Database |  | Assessment 1 | 183 | 200 | 1274 | 1250 | 150 | 183 | 420 | 570 | 377 | 671 | 43 | -28 | 183 | 377 | 149 | 43 | -28 | 0 | 14 | 31 | 45 | 45 | 1975 |  |  |  |  | 10059 | Retrofit | Retrofit |  | Arup | Price & Myers | Watkins Payne Partnership | Orms Designers and Architects | Refurbishment of existing building, relocation of plant, existing windows replaced, external alterations, | 8 | 0 | 0 | [6 empty] | Retained | 2021-04-12 | 2021-07-23 | 21/02401/FULL ¦ Refurbishment of the existing building including relocation and provision of mechanical plant at eighth floor level and roof level, installation of photovoltaic panels and new lift overrun at roof level. Alterations to the Carlton House Terrace elevation to facilitate wheelchair access. Replacement of existing windows on the building and installation of acoustic louvres to the west façade at eighth floor level. Alterations to the building undercroft including a new entrance lobby and façade lighting and CCTV. Provision of a new cycle and waste store and loading bay. External alterations to the adjacent piazza area including the installation of bollards, raised external area and the demised area for external seating and external lighting to the stair and passage to Carlton House Terrace ¦ 10 Spring Gardens London SW1A 2BN (westminster.gov.uk)
100 And 108 Fetter Lane | City of London | 13553 | OneClick LCA | Offices | Offices | Office | Planning Portal |  | Assessment 2 | 674 | 700 | 1792 | 1750 | 661 | 674 | 318 | 1005 | 299 | 801 | 18 | -159 | 674 | 284 | 252 | 18 | -159 | 245 | 206 | 54 | 260 | 505 | [6 empty] | New Build | New Build |  | Waterman Group | Waterman Group | Waterman Group | Fletcher Priest Architects |  | 12 | [9 empty] | 2021-06-18 | 2021-09-29 | https://www.planning2.cityoflondon.gov.uk/online-applications/applicationDetails.do?activeTab=summary&keyVal=QV1Z5GFH0QH00
100 Grays Inn Road | Camden | 12747 | OneClick LCA | Offices | Offices + Commercial | Office & Retail | Planning Portal |  | Assessment 1 | 404 | 400 | 1653 | 1750 | 221 | 404 | 588 | 809 | 384 | 660 | 205 | -361 | [5 empty] | 72 | -84 | 48 | -36 | 36 | [6 empty] | Basement and/or Façade Retained |  |  | Max Fordham |  |  |  | Basement retention | 8 | [8 empty] | Retained | 2022-10-11 | pending | https://planningrecords.camden.gov.uk/Northgate/PlanningExplorer/Generic/StdDetails.aspx?PT=Planning%20Applications%20On-Line&TYPE=PL/PlanningPK.xml&PARAM0=606603&XSLT=/Northgate/PlanningExplorer/SiteFiles/Skins/camden/xslt/PL/PLDetails.xslt&FT=Planning%20Application%20Details&PUBLIC=Y&XMLSIDE=/Northgate/PlanningExplorer/SiteFiles/Skins/camden/Menus/PL.xml&DAURI=PLANNING
100 New Bridge Street | City of London | 23393 | Sturgis Carbon Calculator | Offices | Offices + Commercial | Office & Retail | Planning Portal |  | Assessment 1 | 461 | 500 | 1219 | 1250 | 461 | 461 | 430 | 900 | 420 | 328 | 10 | -55 | [5 empty] | 0 | 108 | 111 | 219 | 219 | 1992 | [5 empty] | Light Extension |  |  | Long and Partners | Waterman Group | Long and Partners | Gensler | Maximum retention + extension, 85% of RC walls and other structural components retained, 90% of floor and metal deck retained. | 9 | [9 empty] | 2022-08-11 | 2023-06-29 | https://www.planning2.cityoflondon.gov.uk/online-applications/applicationDetails.do?activeTab=summary&keyVal=RGHZ7BFH0QW00
115 - 123 Houndsditch | City of London | 66881 | OneClick LCA | Offices | Offices + Commercial | Office & Retail | Planning Portal |  | Assessment 1 | 421 | 400 | 1489 | 1500 | 421 | 421 | 215 | 636 | 208 | 854 | 7 | [6 empty] | 110 | 122 | 36 | 158 | 268 |  |  |  | 7 |  |  | New Build |  |  | Atelier Ten | AKT II | Norman, Disney & Young | Allford Hall Monaghan Morris |  | 24 | [9 empty] | 2021-07-19 | 2022-02-01 | https://www.planning2.cityoflondon.gov.uk/online-applications/applicationDetails.do?activeTab=documents&keyVal=QWJCMTFH0QH00
120 Fleet Street | City of London | 73187 | OneClick LCA | Offices | Office + Class E + Sui Generis | Office | Planning Portal |  |  | 675 | 700 | 2074 | 2000 | 675 | 675 | 78 | 753 | 61 | 1321 | 17 | -504 | 675 | 58 | 346 | 17 | -447 | 30 | 440 | 165 | 605 | 635 | 1998 | Grade II |  |  |  |  | Heavy Extension | Repurposing - Basement Retention |  | chapmanbdsp | AKT II | chapmanbdsp | Bjarke Ingels Group | Demolition of existing River Court building, part demolition of basement, erection of new building with 2 basement levels and ground floor plus 20-storeys. Change of use of Daily Express Building alterations/refurbishment to listed building. | 20 | 20 | 0 | [7 empty] | 2021-10-26 | 2021-10-26 | 21/00538/FULEIA ¦ Demolition of the existing River Court building at 120 Fleet Street, including part demolition of the basement and the erection of a new building comprising two basement levels and ground floor plus 20 upper storeys (93.15m AOD) including retail, commercial, office and service use (Class E). Creation of new pedestrian routes. Change of use of Daily Express Building from office (Use Class E) to learning and non-residential institutions use (Class F1), retail, flexible learning and non-residential institutions and commercial use (Class E), Alterations to and refurbishment of the existing Grade II* listed Daily Express Building at 120 Fleet Street, including works to detach the building from the River Court with demolition of part of linking floorplate and structure from basement level 01 to level 06, demolition of roof and installation of new roof with associated roof garden, erection of new north facade, retention of south-east curved corner and part demolition of existing east facade from ground level to level 05, erection of new facade and shopfront and associated works. ¦ 120 Fleet Street London EC4A 2BE (cityoflondon.gov.uk)
14-21 Holborn Viaduct | City of London | 35948 | eToolLCD | Offices | Offices + Commercial | Office & Retail | Planning Portal |  | Assessment 1 | 665 | 700 | 845 | 750 | 658 | 665 | 178 | 836 | 144 | 3 | 33 | -29 | 658 | 144 | 2 | 33 | -29 | 142 | 316 | 159 | 475 | 617 | [6 empty] | Basement and/or Façade Retained |  |  | Hilson Moran |  |  |  | Retention of some basement areas | 49 | [8 empty] | New and retained basement | 2021-09-03 | 2022-02-07 | https://www.planning2.cityoflondon.gov.uk/online-applications/applicationDetails.do?activeTab=summary&keyVal=QZ42BAFH0QH00
14-21 Holborn Viaduct 32-33 & 34-35 Farringdon Street | City of London | 35948 | eTool LCD | Offices | Office + Class E | Office | Planning Portal |  | Assessment 1 | [28 empty] | New Build | New Build |  | Hilson Moran |  |  |  | Demolition of existing buildings, erection of new building over 2 basement levels, ground plus 10 storeys | 10 | 0 | 0 | [7 empty] | 2021-09-03 | 2021-12-14 | 21/00755/FULMAJ ¦ Demolition of existing buildings at 14-21 Holborn Viaduct, 34-35 and 32-33A Farringdon Street, and construction of a new building arranged over 2 basement levels, ground and 10 upper floors to Holborn Viaduct and 12 upper floors to Farringdon Street to provide a new Commercial, Business and Service (Class E) building; new publicly accessible lift to provide step-free access between Holborn Viaduct and Farringdon Street; hard and soft landscaping works and other works incidental to the development. ¦ 14-21 Holborn Viaduct 32-33 & 34-35 Farringdon Street London EC1A 2AT (cityoflondon.gov.uk)
1-5 Lower Marsh | Lambeth | 6294 | One Click LCA | Offices | Office + Retail | Office | Planning Portal |  | Assessment 1 | 480 | 500 | 1424 | 1500 | 480 | 480 | 614 | 1094 | 579 | 331 | 35 | -303 | [5 empty] | 4 | 144 | 64 | 208 | 212 | [6 empty] | Light Extension | Repurposing - Expansive Reuse - Vertical and Horizontal Extension |  | Sweco UK |  |  |  | 2 storeys added supported by existing structure's 4th floor slab, small area of 5th floor slab demolished and replaced, small ground floor extension, façade alterations |  | 2 | 1 | [7 empty] | 2023-02-02 | pending | 23/00357/FUL ¦ Extension and refurbishment of existing building to create new part fifth and part sixth floor, extension of fourth floor to provide Class E uses (office, medical, restaurant, retail and café floorspace), removal and replacement of rear and side facades, renewal of façade along Lower Marsh, upgrade of existing external terraces including greening, creation of new roof terrace space and courtyard amenity space, installation of plant and enclosure at level 6, provision of cycle parking facilities and associated works. ¦ 1 - 5 Lower Marsh London SE1 7RJ (lambeth.gov.uk)
15 Minories, 57-60 & 62 Aldgate High Street And 1 Little Somerset Street | City of London | 32613 | OneClick LCA | Offices | Office | Office | Planning Portal |  | Assessment 2 | 797 | 800 | 3617 | 3500 | 797 | 801 | 416 | 1213 | 389 | 2400 | 27 | -851 | 797 | 353 | 758 | 27 | -759 | 76 | 445 | 67 | 512 | 588 | [6 empty] | New Build | New Build |  | Hoare Lea |  |  |  | Demolition of existing buildings and erection of a mixed use building with 3 basement levels | 14 | 0 | 0 | [7 empty] | 2016-04-15 | 2022-04-26 | 16/00406/FULMAJ ¦ Demolition of existing structures, and erection of a mixed use office building, including ground floor flexible retail/cafe/commercial uses (Class E) and a public house (sui generis) (35,672 sqm GEA). ¦ 15 Minories, 57-60 & 62 Aldgate High Street And 1 Little Somerset Street London EC3 (cityoflondon.gov.uk)
15-17 Eldon Street | City of London | 5890 | OneClick LCA | Offices | Office + Class E | Office | Planning Portal |  | Assessment 1 | 372 | 400 | 1971 | 2000 | 365 | 372 | 497 | 862 | 477 | 1103 | 19 | -474 | 365 | 451 | 1103 | 19 | -420 | 3 | 88 | 98 | 186 | 189 | [6 empty] | Heavy Extension | Repurposing - Expansive Reuse - Vertical Extension | [5 empty] | Demolition of 5th floor level and Eldon Street facade. Extension and refurbishment of the existing Class E use building to provide a replacement 5th floor level, additional 6th, 7th and 8th floor levels and new facade to Eldon Street. I | 8 | 3 | 0 | [7 empty] | 2021-04-09 | 2023-02-14 | https://www.planning2.cityoflondon.gov.uk/online-applications/applicationDetails.do?keyVal=QRB0LKFHMV400&activeTab=summary
166 High Holborn | Camden | 493 | OneClick LCA | Residential | Residential + Commercial | Commercial & Residential | Planning Portal |  | Assessment 1 | 822 | 800 | 1691 | 1750 | 806 | 822 | 452 | 1258 | 410 | 417 | 41 | -168 | [5 empty] | 90 | 278 | 197 | 475 | 565 | [6 empty] | New Build | New Build |  | Scotch Partners |  |  |  |  | 6 | [9 empty] | 2023-06-27 | pending | https://planningrecords.camden.gov.uk/Northgate/Redirection/redirect.aspx?linkid=EXDC&PARAM0=617074
16A-18 West Central Street | Camden | 3247 | OneClick LCA | Residential | Residential + Commercial | Commercial & Residential | Planning Portal |  | Assessment 1 | 582 | 600 | 1612 | 1500 | 548 | 582 | 386 | 934 | 337 | 644 | 49 | -173 | [5 empty] | 109 | 102 | 100 | 202 | 311 | [6 empty] | Retrofit |  |  | Scotch Partners |  |  |  | Existing building is being retained and refurbished | 6 | [8 empty] | Retained | 2023-06-27 | pending | https://planningrecords.camden.gov.uk/Northgate/Redirection/redirect.aspx?linkid=EXDC&PARAM0=617074
175 Bishopsgate/Exchange Square | City of London | 58903 | OneClick LCA | Offices | Office + Class E | Office | Planning Portal |  | Assessment 2 | 472 | 500 | 2324 | 2250 | 469 | 472 | 506 | 975 | 402 | 1346 | 104 | -352 | 469 | 392 | 312 | 104 | -313 | 0 | 143 | 101 | 244 | 244 | [6 empty] | Light Extension | Repurposing - Expansive Reuse - Horizintal Extension |  | Sweco |  |  |  | Part demolition, extension to existing façade facing onto square and upper levels. Increase height and widen Arcade. Creation of extension terraces | [10 empty] | 2022-04-04 | 2023-06-14 | 21/00930/FULMAJ ¦ Part demolition of the site for the refurbishment and extension to the existing facade facing onto Exchange square and upper levels; External alterations and improvements to facades facing onto Bishopsgate and at ground floor including new main entrance and new retail frontages; public realm improvements fronting Bishopsgate including new steps, seating and accessibility improvements; Increased height and widening of Exchange Arcade; creation of a new outdoor retail pavilion terrace to level 1; creation of west extension terraces; creation of wing extension terraces; provision of external terraces for occupants at levels 4, 8, 9, 10, 11, 12 and roof terrace on level 13; provision of cycle storage and other works incidental to the development (9,920 sq.m). ¦ 1 Exchange Square London EC2A 2JN (cityoflondon.gov.uk)
18 Blackfriars Road - Office Building | Southwark | 116381 | One Click LCA | Offices |  | Office | Planning Portal |  | Assessment 1 | 757 | 800 | 1785 | 1750 | 755 | 757 | 424 | 1180 | 395 | 603 | 30 | -414 | [5 empty] | 85 | 346 | 142 | 488 | 573 | [6 empty] | New Build | New Build |  | Arup |  |  |  | 45-storey building above podium. Improvements to existing public house | 45 | [9 empty] | 2023-07-04 | pending | 23/AP/1854 ¦ Part demolition to the rear of 1 and 3 - 7 Stamford Street together with: the erection of a ground plus three-storey podium comprising retail, leisure, office, education, gallery, library and assembly room uses; two levels of basement for servicing, plant, car and cycle parking plus pit access within a partial basement at level three; two residential buildings of 22 and 40 storeys above podium; an office building of 45 storeys above podium; improvements to the existing public house; landscaping at ground and podium levels; replacement boundary at the southern edge of the Site; plant and all other associated, enabling and ancillary works. (also see associated Listed Building Consent 23/AP/1855). The application is accompanied by an Environmental Statement (ES) submitted pursuant to the Town and County Planning (Environmental Impact Assessment) Regulations 2017, which can be viewed free of charge on the council website southwark.gov.uk using the application reference number. A hard copy of the ES is available for viewing by the public at the London Borough of Southwark's Office, 160 Tooley Street, SE1 2QH (Monday to Friday 9am to 5pm) by prior appointment through the Case Officer (Contact Gemma Perry gemma.perry@southwark.gov.uk or telephone 07548092547). Printed copies of the ES and Non-Technical Summary are available on request and would incur a printing cost of £1,117.20, or £30.70 for the Non-Technical Summary only, plus posting charge. Please contact hello@triumenv.co.uk with the reference of "Environmental Statement Request - 18 Blackfriars or telephone 0203 887 7118. Reasons for publicity: EIA MAJ. ¦ Land At 18 Blackfriars Road And 1-7 Stamford Street Together With Land At 18 Blackfriars Road Bounded By Stamford Street Paris Garden And Christ Church London, SE1
18 Blackfriars Road - Paris Building | Southwark | 19384 | One Click LCA | Residential | Residential | Residential (inc. student accomodation) | Planning Portal |  | Assessment 1 | 784 | 800 | 2095 | 2000 | 749 | 784 | 615 | 1364 | 538 | 696 | 77 | -266 | [5 empty] | 85 | 268 | 206 | 474 | 559 | [6 empty] | New Build | New Build |  | Arup |  |  |  | 22 storey building above podium comprising of affordable residential accommodation. | 22 | [9 empty] | 2023-07-04 |  | 23/AP/1854 ¦ Part demolition to the rear of 1 and 3 - 7 Stamford Street together with: the erection of a ground plus three-storey podium comprising retail, leisure, office, education, gallery, library and assembly room uses; two levels of basement for servicing, plant, car and cycle parking plus pit access within a partial basement at level three; two residential buildings of 22 and 40 storeys above podium; an office building of 45 storeys above podium; improvements to the existing public house; landscaping at ground and podium levels; replacement boundary at the southern edge of the Site; plant and all other associated, enabling and ancillary works. (also see associated Listed Building Consent 23/AP/1855). The application is accompanied by an Environmental Statement (ES) submitted pursuant to the Town and County Planning (Environmental Impact Assessment) Regulations 2017, which can be viewed free of charge on the council website southwark.gov.uk using the application reference number. A hard copy of the ES is available for viewing by the public at the London Borough of Southwark's Office, 160 Tooley Street, SE1 2QH (Monday to Friday 9am to 5pm) by prior appointment through the Case Officer (Contact Gemma Perry gemma.perry@southwark.gov.uk or telephone 07548092547). Printed copies of the ES and Non-Technical Summary are available on request and would incur a printing cost of £1,117.20, or £30.70 for the Non-Technical Summary only, plus posting charge. Please contact hello@triumenv.co.uk with the reference of "Environmental Statement Request - 18 Blackfriars or telephone 0203 887 7118. Reasons for publicity: EIA MAJ. ¦ Land At 18 Blackfriars Road And 1-7 Stamford Street Together With Land At 18 Blackfriars Road Bounded By Stamford Street Paris Garden And Christ Church London, SE1
18 Blackfriars Road - Stamford Building | Southwark | 39578 | One Click LCA | Residential |  | Residential (inc. student accomodation) | Planning Portal |  | Assessment 1 | 818 | 800 | 2178 | 2250 | 770 | 818 | 645 | 1463 | 556 | 714 | 89 | -295 | [5 empty] | 85 | 269 | 201 | 470 | 555 | [6 empty] | New Build | New Build |  | Arup |  |  |  | Erection of ground plus 3-storey podium (retail, leisure), 2 basement levels. 2 residential buildings of 22 and 40 storeys above podium. | 40 | [9 empty] | 2023-07-04 | pending | 23/AP/1854 ¦ Part demolition to the rear of 1 and 3 - 7 Stamford Street together with: the erection of a ground plus three-storey podium comprising retail, leisure, office, education, gallery, library and assembly room uses; two levels of basement for servicing, plant, car and cycle parking plus pit access within a partial basement at level three; two residential buildings of 22 and 40 storeys above podium; an office building of 45 storeys above podium; improvements to the existing public house; landscaping at ground and podium levels; replacement boundary at the southern edge of the Site; plant and all other associated, enabling and ancillary works. (also see associated Listed Building Consent 23/AP/1855). The application is accompanied by an Environmental Statement (ES) submitted pursuant to the Town and County Planning (Environmental Impact Assessment) Regulations 2017, which can be viewed free of charge on the council website southwark.gov.uk using the application reference number. A hard copy of the ES is available for viewing by the public at the London Borough of Southwark's Office, 160 Tooley Street, SE1 2QH (Monday to Friday 9am to 5pm) by prior appointment through the Case Officer (Contact Gemma Perry gemma.perry@southwark.gov.uk or telephone 07548092547). Printed copies of the ES and Non-Technical Summary are available on request and would incur a printing cost of £1,117.20, or £30.70 for the Non-Technical Summary only, plus posting charge. Please contact hello@triumenv.co.uk with the reference of "Environmental Statement Request - 18 Blackfriars or telephone 0203 887 7118. Reasons for publicity: EIA MAJ. ¦ Land At 18 Blackfriars Road And 1-7 Stamford Street Together With Land At 18 Blackfriars Road Bounded By Stamford Street Paris Garden And Christ Church London, SE1
181 Talgarth Road | Hammersmith and Fulham | 16943 | One Click LCA | Residential | Student accom. + Hotel | Residential (inc. student accomodation) | Planning Portal |  |  | 403 | 400 | 1807 | 1750 | 422 | 438 | 186 | 607 | 150 | 1184 | 36 | -124 | 403 | 150 | 374 | 36 | -124 | 63 | 126 | 118 | 244 | 307 | [6 empty] | New Build | New Build |  | Stroma |  |  |  | Currently clear site, erection of two buildings | 16 | [9 empty] | 2021-11-04 | 2022-08-11 | 2021/03561/FUL ¦ Erection of two buildings comprising student accommodation use (Sui Generis) and hotel use (Use Class C1) with ancillary facilities; ancillary plant; servicing; cycle parking; creation of a public realm; wider landscaping improvements and enabling works. ¦ 181 Talgarth Road London W6 8DN (lbhf.gov.uk)
19-35 Baker Street | Westminster | 49561 | [7 empty] | 368 | 400 | 1095 | 1000 | 368 | 368 | [11 empty] | 69 | 136 | 62 | 198 | 267 | 1970s |  |  | 7 |  | 20087 | New Build | New Build |  | Arup | AKTII | Arup | Hopkins Architects | Demolition of the existing buildings at 19-35 Baker Street, 88-110 George Street, 69-71 Blandford Street and redevelopment to create a mixed use scheme providing offices (Class B1), retail (Class A1 and flexible Class A1/A3 units) and up to 51 residential units (Class C3) within a new ground plus nine storey building (and an enclosed plant area) on Baker Street; a new stepped ground plus four to ground plus six storey building on George Street; refurbishment, extension and the change of use of the first floor from office to residential at 30 Gloucester Place; creation of a single storey basement level linking the Baker Street and George Street buildings to provide car and cycle parking, refuse and servicing; creation of a new central, publically accessible courtyard; removal of 5 trees and replacement trees across the site, a new publically accessible route at ground level connecting Baker Street and Gloucester Place; associated plant, landscaping, replacement pavements in part and other associated works. (Linked application 16/11377/LBC) (Revised scheme i. Stepping back at level 8 and above to Baker Street building. ii. Details of buidling line of Baker Street building. iii. Details of servicing arrangements. iv. Details of distribution of Class A1 and A3 uses within the scheme) ¦ Dev Site At 19-35 Baker Street, 88-110 George Street, 69-71 Blandford Street And 30 Gloucester Place London | 10 | 3 | [7 empty] | New | 2016-11-26 | 2019-05-27 | https://idoxpa.westminster.gov.uk/online-applications/applicationDetails.do?activeTab=documents&keyVal=OHHSE5RP06A00
19-35 Sylvan Grove | Southwark | 27476 | One Click LCA | Residential | Residential + Commerical Workspace | Residential (inc. student accomodation) | Planning Portal |  | Assessment 1 | 453 | 500 | 1336 | 1250 | 442 | 453 | 508 | 950 | 477 | 375 | 31 | -95 | [5 empty] | 53 |  |  | 264 | 317 | [6 empty] | Heavy Extension |  |  | Introba |  |  |  | 2 buildings of up to 7 storeys and 34 storeys. Partial demolition, erection of new mixed-use building. | 34 | [9 empty] | 2023-03-02 | pending | 23/AP/0582 ¦ Redevelopment to provide a mixed-use development comprising student accommodation (Sui Generis), residential accommodation (Use Class C3), community floorspace (Use Class F2) and commercial workspace (Use Class E(g)) within two buildings of up to 7 storeys and 34 storeys with associated car and cycle parking, landscaping, public realm and highways improvements. ¦ 19-35 Sylvan Grove London Southwark SE15
2 Aldermanbury Square | City of London | 43507 | OneClick LCA | Offices | Mixed (Office led + Commercial) | Office & Retail | Arup Internal Database |  | Assessment 1 | 761 | 800 | 2328 | 2250 | 746 | 761 | 397 | 1143 | 361 | 1170 | 36 | -701 | 761 | 350 | 268 | 36 | -563 | 68 | 428 | 92 | 520 | 588 | [6 empty] | New Build | New Build |  | Sweco |  |  |  |  | 12 | [9 empty] | 2021-09-29 |  | https://www.planning2.cityoflondon.gov.uk/online-applications/applicationDetails.do?activeTab=documents&keyVal=R2GP5SFHGL200
2 Ruskin Square | Croydon | 42611 | OneClick LCA | Offices | Mixed (Office led + Commercial) | Office | Arup Internal Database |  |  | 576 | 600 |  |  |  | 576 |  | 864 | 262 |  | 26 | [6 empty] | 45 | 237 | 159 | 396 | 441 | [6 empty] | New Build | New Build |  | Arup |  |  | Allford Hall Monaghan Morris |  | 10 | [8 empty] | Retained |  |  | https://publicaccess3.croydon.gov.uk/online-applications/propertyDetails.do?activeTab=relatedCases&keyVal=MX6GQV00DT00M
2 Trafalgar Way | Tower Hamlets | [5 empty] | Planning Portal | [30 empty] | New Build | New Build | [5 empty] | Redevelopment of the site to provide a new mixed use building including student accommodation units and associated uses | [10 empty] | 2020-07-02 | 2022-06-30 | https://development.towerhamlets.gov.uk/online-applications/applicationDetails.do?keyVal=DCAPR_132429&activeTab=summary
20 Giltspur Street | City of London | 11184 | OneClick LCA | Offices | Office | Office | Planning Portal |  | Assessment 1 | 387 | 400 | 2357 | 2250 | 262 | 387 | 410 | 673 | 274 | 1560 | 136 | -238 | [5 empty] | 3 | 50 | 51 | 101 | 104 | [6 empty] | Light Extension | Repurposing - Expansive Reuse - Horizintal Extension |  | Norman Disney & Young |  |  |  | Alteration and extension of existing building. Infill extensions at upper levels (uppermost floor extended to area of lower floors) . Altered and additional entrances. Altered plant enclosure. Façade alterations. |  | 0 | 1 | [6 empty] | Retained | 2022-09-12 | 2022-12-12 | 22/00867/FULMAJ ¦ Alteration and extension of the existing building for commercial use to include: (i) additional office floorspace (Use Class Eg) through infill extensions at upper levels and projecting north and east facade extensions above ground level; (ii) creation of two flexible commercial units (Class Ea/b/c/d/g) at ground floor; (iii) altered and additional entrances; (iv) creation of office amenity terraces and altered plant enclosures; (v) facade alterations including urban greening; (vi) landscaping; and (vii) associated works including the provision of improved access to the Scheduled Monument at basement level. ¦ 20 Giltspur Street London EC1A 9DD (cityoflondon.gov.uk)
216-220 Blackfriars Road | Southwark | 40097 | OneClick LCA | Offices | Residential + Commercial (Offices, Sui Generis) | Commercial & Residential | Planning Portal |  | Assessment 2 | 604 | 600 | 3967 | 4000 | 604 | 604 | 68 | 672 | 57 | 3296 | 10 | -68 | 604 | 57 | 1954 | 10 | -68 | [11 empty] | New Build | New Build |  | WSP |  |  |  | Part 22 and part15 storeys + 3 basement levels, | 22 | 0 | 0 | [7 empty] | 2020-11-03 | 2022-07-20 | https://planning.southwark.gov.uk/online-applications/applicationDetails.do?activeTab=documents&keyVal=QJIZCQKB03Q00
2-3 Finsbury Avenue | City of London | 105733 |  | Offices | Office + Class E + Sui Generis | Office | Planning Portal | [6 empty] | Remove this whole column - not relevant | 749 | 436 | 1185 |  | 933 | [18 empty] | New Build | New Build |  | Atelier Ten |  |  |  | Demolition of existing buildings and new building with 3 basement levels and ground plus 37 storeys. | 37 | [9 empty] | 2020-11-04 | 2021-08-19 | 20/00869/FULEIA ¦ Demolition of the existing buildings and construction of a new building arranged over three basement levels, ground and 37 upper floors to provide an office-led, mixed use development comprising commercial, business and service uses (Class E), flexible commercial, business and service uses /drinking establishment uses (Class E/Sui Generis); and learning and non-residential institutions uses (Class F1); creation of a new pedestrian route through the site at ground floor level; hard and soft landscaping works; outdoor seating associated with ground level uses and other works incidental to the development. ¦ 2-3 Finsbury Avenue London EC2M 2PF (cityoflondon.gov.uk)
25 Mandela Way | Southwark | 15118 | One Click LCA | Residential | industrial and logistics | Industrial | Planning Portal |  | Assessment 1 | 749 | 700 | 1300 | 1250 | 749 | 749 | 224 | 973 | 198 | 328 | 26 | -397 | [5 empty] | 189 | 400 | 47 | 447 | 636 | [6 empty] | New Build | New Build |  | ADW Development |  |  |  | Up to 4-storey building. | 4 | 0 | 0 | [7 empty] | 2023-04-04 | pending | 23/AP/0950 ¦ Demolition of existing buildings and structures on the site and redevelopment to provide an up to four storey building to accommodate industrial and logistics (Use Class B2, B8 and Class E(g)) together with plant, landscaping, the formation of new accesses and alterations to existing accesses, associated vehicle and cycle parking and other associated works. ¦ 25 Mandela Way London Southwark
257-283 Ilderton Road | Southwark | 29541.1 | One Click LCA | Residential | Residential + self-storage facility + workspace | Residential (inc. student accomodation) | Planning Portal |  | Assessment 1 | 535 | 500 | 1147 | 1250 | 533 | 535 | 353 | 886 | 326 | 259 | 26 | -171 | [5 empty] | 82 | 149 | 184 | 333 | 415 | [6 empty] | New Build | New Build |  | AtelierTen |  |  |  | 30-storey accommodation block and 10-storey storage facility.Plants on roof | 10 | 0 | 0 | [7 empty] | 2023-05-09 | pending | 23/AP/1317 ¦ Demolition of the existing building and redevelopment of the site to deliver a mixed-use development comprising Purpose-Built Student Housing (Use Class Sui Generis), a new self-storage facility (Use Class B8), light Industrial workspace / incubator units (Use Class E(g)(iii)) and other associated infrastructure. ¦ 257 - 283 Ilderton Road London Southwark SE15 1NS
26 To 46 Lisson Grove | Westminster | 10624 | OneClick LCA | Offices | Offices + Retail | Office & Retail | Planning Portal |  | Assessment 1 | 760 | 800 | 2229.7412 | 2250 | 635 | 760 | 587 | 1222 | 426 | 883.2419 | 160.4993 | -457.1655 | [5 empty] | 91 | 168 | 120 | 288 | 379 | [6 empty] | Basement and/or Façade Retained |  |  | Sweco |  |  |  | Reuse part of existing basement | 7 | [8 empty] | New and retained basement | 2022-07-28 | 2023-01-06 | https://idoxpa.westminster.gov.uk/online-applications/applicationDetails.do?activeTab=summary&keyVal=RFQKMBRP2VQ00
302-312 Stratford High Street | LLDC | 16203 | OneClick LCA | Residential |  | Residential (inc. student accomodation) | Planning Portal |  | Assessment 1 | 500 | 500 | 2024 | 2000 | 494 | 500 | 355 | 849 | 317 | 1168 | 38 | -466 | [5 empty] | 94 | 230 | 46 | 276 | 370 | [24 empty] | 2022-03-16 | 2023-05-22 | http://planningregister.londonlegacy.co.uk/swift/apas/run/WPHAPPDETAIL.DisplayUrl?theApnID=22/00098/FUL&backURL=%3Ca%20href%3Dwphappcriteria.display%3FpaSearchKey%3D1252189%3ESearch%20Criteria%3C%2Fa%3E%20%3E%20%3Ca%20href%3D%27wphappsearchres.displayResultsURL%3FResultID%3D1599032%2526StartIndex%3D1%2526SortOrder%3DAPNID%2526DispResultsAs%3DWPHAPPSEARCHRES%2526BackURL%3D%3Ca%20href%3Dwphappcriteria.display%3FpaSearchKey%3D1252189%3ESearch%20Criteria%3C%2Fa%3E%27%3ESearch%20Results%3C%2Fa%3E
330 Grays Inn Road | Camden | 35681 | One Click LCA | Office |  |  | Planning Portal |  | Assessment 1 | 468 | 500 | 2123 | 2000 | 466 | 468 | 439 | 905 | 408 | 1216 | 31 | -178 | [5 empty] | 73 | 136 | 66 | 202 | 275 | [13 empty] | redevelopment of the former Royal National Throat, Nose and Ear Hospital site, comprising: Retention of 330 Gray's Inn Road and a two storey extension above for use as hotel (5 above ground storeys in total), demolition of all other buildings, the erection of a part 13 part 9 storey building plus upper and lower ground floors (maximum height of 15 storeys) for use as a hotel (including a cafe and restaurant); covered courtyard; external terraces; erection of a 7 storey building plus upper and lower ground floors (maximum height of 9 storeys) for use as office together with terraces; erection of a 10 storey building plus upper and lower ground floors (maximum height of 12 storeys) for use as residential on Wicklow Street and office space at lower ground and basement floors; erection of a 5 storey building plus upper and lower ground floors (maximum height of 7 storeys) for use as residential on Swinton Street and associated residential amenity space; together with a gymnasium; new basement; rooftop and basement plant; servicing; cycle storage and facilities; refuse storage; landscaping and other ancillary and associated works. Amendments include: additional basement area for use as research and development with ancillary teaching (Class E (g) (ii)), amended landscape design, installation of flues through residential building, removal of basement below Wicklow street, additional plant installation at roof level, revised floor-to-floor heights, a dedicated loading bay for UCL on Wicklow Street, revised cycle entrance and amendments to the office building elevational treatment, relocation of the affordable workspace to Gray's Inn Road. | [10 empty] | 2023-03-03 |  | https://camdocs.camden.gov.uk/HPRMWebDrawer/PlanRec?q=recContainer:%222023/0904/P%22
38-42 Southwark Bridge Road | Southwark | 16870 | One Click LCA | Offices | Office + Class E | Office | Planning Portal |  | Assessment 1 | 740 | 700 | 1842 | 1750 | 681 | 740 | 547 | 1227 | 423 | 556 | 124 | -424 | [5 empty] | 96 | 258 | 137 | 395 | 491 | [6 empty] | New Build | New Build |  | Arup | [5 empty] | 0 | 0 | [7 empty] | 2022-11-23 |  | 22/AP/4006 ¦ Demolition of the existing redundant office building (Class E) and the construction of a replacement building to deliver additional office (Class E) floorspace along with other associated works. ¦ 38-42 Southwark Bridge Road London Southwark SE1 9EJ
38-70 Baker Street | Westminster | 33223 | OneClick LCA | Offices | Residential + Commercial (Retail, Restaurants, Office) | Commercial & Residential | Planning Portal |  | Assessment 1 | 518 | 500 | 1748 | 1750 | 479 | 518 | 332 | 810 | 277 | 899 | 55 | -266 | [5 empty] | 71 | 150 | 108 | 258 | 329 | [6 empty] | Basement and/or Façade Retained |  |  | Buro Happold |  |  |  | Reuse of existing basement | 16 | [8 empty] | Retained | 01/12/2022 | pending | https://idoxpa.westminster.gov.uk/online-applications/applicationDetails.do?activeTab=documents&keyVal=RM9G35RP2ZD00
45 Hornsey Road | Islington | 9983 | One Click LCA | Residential | Residential | Residential (inc. student accomodation) | Planning Portal |  |  | 803 | 800 | 1304 | 1250 | 785 | 803 | 91 | 875 | 47 | 743 | 44 | -89 | 803 | 46 | 410 | 44 | -79 | 74 | 473 | 219 | 692 | 766 | [6 empty] | New Build | Repurposing - Expansive Reuse - Vertical Extension |  | Energist |  |  |  | Demolition of existing building and structure and erection of 12-storey building and refurb. of railway arches | 12 | 12 | 0 | [7 empty] | 2022-05-25 | 2023-07-18 | Online Standard Details (islington.gov.uk)
458 Oxford Street | Westminster | 60777 | OneClick LCA | Offices | Mixed | Office | Planning Portal |  | Assessment 1 | 570 | 600 | 2122 | 2000 | 570 | 570 | 220 | 789 | 211 | 1333 | 9 | [6 empty] | 129 | 285 | 65 | 350 | 479 | [6 empty] | New Build |  |  | Arup |  |  |  |  | 10 | 10 | [8 empty] | 2021-07-02 | 2022-03-07 | https://idoxpa.westminster.gov.uk/online-applications/applicationDetails.do?activeTab=documents&keyVal=QVRGFKRP02T00
47-50 Mark Lane | City of London | 30218 | OneClick LCA | Offices | Office | Office | Planning Portal |  | Assessment 1 | 581 | 600 | 1190 | 1250 | 549 | 581 | 489 | 1038 | 370 | 119 | 120 | -101 | [5 empty] | 98 | 181 | 86 | 267 | 365 | [6 empty] | Heavy Extension | Repurposing - Basement Retention |  | GXN Innovation |  |  |  | Demolition of existing buildings and structures, retention of existing basement, construction of new ground plus 11-storey building with plant above. | 11 | 11 | 0 | [6 empty] | Retained | 2022-12-21 | 2023-09-20 | 22/01245/FULMAJ ¦ Demolition of existing buildings and structures, retention of existing basement and construction of a new ground plus 11 storey building with plant above and associated roof terraces comprising: office use (Class E(g)) at upper floors and part ground floor; flexible retail (Class E), Public House (Sui Generis), and Heritage and Cultural Learning Centre (Class F1) at ground floor level; soft landscaping works; servicing and plant; provision of cycle storage; and ancillary works. ¦ 47-50 Mark Lane London EC3R 5AS (cityoflondon.gov.uk)
50 Fenchurch Street | City of London | 90628 | One Click LCA | Offices | Office + Retail | Office & Retail | Arup Internal Database |  | Assessment 1 | 845 | 800 | 2835 | 2750 | 808 | 845 | 724 | 1532 | 665 | 1266 | 59 | -396 | [5 empty] | 86 | 249 | 252 | 501 | 587 | [6 empty] | New Build | New Build | [6 empty] | 36 | [9 empty] | 2019-12-11 | 2021-09-23 | https://www.planning2.cityoflondon.gov.uk/online-applications/applicationDetails.do?keyVal=Q2M0N1FH02B00&activeTab=summary
50 Finsbury Square | Islington | 17179 | One Click LCA | Offices | Office + Retail | Office & Retail | Arup Internal Database |  |  | 259 | 300 |  |  | 227 | 259 | 377 | 604 | 341 |  | 36 | -348 | [5 empty] | 0 | 16 | 51 | 67 | 67 | 2000 |  |  |  |  | 16729 | [7 empty] | Redevelopment of existing building including erection of single-storey roof-level office pavilion, replacement of existing facade, repositioning of office entrance, reconfiguration of retail/office unit layout at ground floor, and flexible office/leisure (Class B1/D2) floorspace at ground and lower ground level, installation of internal mezzanine infills to existing office atrium area, creation of a roof terrace area, installation of green roof, replacement of rooftop plant and associated works | [8 empty] | Yes |  | 2020-08-12 | 2021-08-09 | https://planning.islington.gov.uk/Northgate/PlanningExplorer/Generic/StdDetails.aspx?PT=Planning%20Applications%20On-Line&TYPE=PL/PlanningPK.xml&PARAM0=491420&XSLT=/Northgate/PlanningExplorer/SiteFiles/Skins/Islington/xslt/PL/PLDetails.xslt&FT=Planning%20Application%20Details&PUBLIC=Y&XMLSIDE=&DAURI=PLANNING
55 Bishopsgate | City of London | 126497 | OneClick LCA | Offices | Mixed Commercial | Office & Retail | Arup Internal Database |  | Assessment 1 | 862 | 900 | 2001 | 2000 | 855 | 862 | 529 | 1384 | 503 | 610 | 26 | -460 | [5 empty] | 93 | 347 | 181 | 528 | 621 | [6 empty] | New Build | New Build |  | Arup |  |  |  |  | 63 | [9 empty] | 2022-10-12 |  | https://www.planning2.cityoflondon.gov.uk/online-applications/applicationDetails.do?activeTab=documents&keyVal=RJORRRFH0QW00
55 Gracechurch Street | City of London | 33202 | OneClick LCA | Offices | Office + Class E + Sui Generis | Office | Planning Portal |  |  | 891 | 900 | 1522 | 1500 |  | 891 | 202 | 1093 | 173 | 429 | 29 | -312 | 891 | 173 | 148 | 29 | -312 | [11 empty] | New Build | New Build |  | TFT |  |  |  | Demolition of existing buildings. New building with basement levels and ground floor plus 29 storeys. | 29 | 0 | 0 | [7 empty] | 2020-08-24 | 2021-01-26 | https://www.planning2.cityoflondon.gov.uk/online-applications/applicationDetails.do?keyVal=QFRUIFFH0QH00&activeTab=summary
61 - 65 Holborn Viaduct London EC1A 2FD | City of London | 20463 | OneClick LCA | Residential | Residential | Residential (inc. student accomodation) | Planning Portal |  |  | 683 | 700 | 2222 | 2250 | 620 | 683 | 525 | 1145 | 437 | 990 | 88 | -218 | 683 | 437 | 312 | 88 | -218 | 89 | 126 | 247 | 373 | 462 | [6 empty] | New Build | New Build |  | Hodkinson |  |  |  | Erection of new ground plus 12-storey building with 2 basement levels, existing single storey basement wall is re-used | 12 | 0 | 0 | [7 empty] | 2021-09-13 | 2022-02-01 | 21/00781/FULMAJ ¦ Redevelopment of the site for a new building comprising two basement levels, lower ground, ground plus 12 upper floors including purpose built student accommodation and associated amenity space (Sui Generis), flexible cultural / community use at part ground and lower ground floor levels (Sui Generis), a publicly accessible roof terrace, a pedestrian route through the site, hard and soft landscaping, together with ancillary plant and servicing; and associated enabling works. ¦ 61 - 65 Holborn Viaduct London EC1A 2FD (cityoflondon.gov.uk)
6-12 Verney Road | Southwark | 20864 | One Click LCA | Residential | industrial and logistics | Industrial | Planning Portal |  | Assessment 1 | 829 | 800 | 1429 | 1500 | 824 | 829 | 285 | 1109 | 237 | 315 | 48 | -519 | [5 empty] | 194 | 472 | 48 | 520 | 714 | [6 empty] | New Build | New Build |  | ADW Development |  |  |  | Up to 4-storey building. | 4 | 0 | 0 | [7 empty] | 2023-04-05 | pending | 23/AP/0948 ¦ Demolition of existing buildings and structures on the site and redevelopment to provide an up to four storey building to accommodate industrial and logistics (Use Class B2, B8 and Class E(g)) together with plant, landscaping, the formation of new accesses and alterations to existing accesses, associated vehicle and cycle parking and other associated works. ¦ 6-12 Verney Road London Southwark SE16 3DH
63 - 66 Coleman Street | City of London | 4486 | OneClick LCA | Offices | Offices + Retail | Office & Retail | Planning Portal |  | Assessment 2 | 637 | 600 | 1117 | 1000 | 637 | 637 | 133 | 770 | 105 | 347 | 27 | -191 | [5 empty] | 48 | 384 | 79 | 463 | 511 | [6 empty] | Basement and/or Façade Retained |  |  | Heyne Tillett Steel/ Flatt Consulting |  |  |  | Front façade retention | 9 | [9 empty] | 2021-08-09 | 2022-12-14 | https://www.planning2.cityoflondon.gov.uk/online-applications/applicationDetails.do?activeTab=documents&keyVal=QXQ121FH0QH00
7 Brannan Street | Tower Hamlets
7 Millbank | Westminster | 19414 | eToolLCD | Offices | Offices | Office | Planning Portal |  | Assessment 1 | 992 | 1000 | 2512 | 2500 | 991 | 992 | 526 | 1516 | 363 | 995 | 162 | -75 | 992 | 117 | 411 | 161 | -20 | 335 | 463 | 129 | 592 | 927 | [6 empty] | New Build | New Build |  | Hilson Moran Partnership |  |  |  |  | 9 | [9 empty] | 2021-03-10 | 2022-02-08 | https://idoxpa.westminster.gov.uk/online-applications/applicationDetails.do?activeTab=summary&keyVal=QPSQQYRP2RE00
70 Gracechurch Street | City of London | 60616 | OneClick LCA | Office | Office | Office | Planning Portal |  |  | 918 | 900 | 2458 | 2500 |  | 918 | 855 | 1773 | 760 | 685 | 96 | -144 | 918 | 760 | 221 | 96 | -144 | [11 empty] | New Build | New Build |  | TFT |  |  |  | Demolition of existing buildings. New building with basement levels and ground floor plus 33 storeys | 33 | 0 | 0 | [7 empty] | 2020-10-13 | 2021-09-29 | https://www.planning2.cityoflondon.gov.uk/online-applications/applicationDetails.do?keyVal=QFRUIFFH0QH00&activeTab=summary
747-759 & 765-775 Old Kent Road | Southwark | 51386.48 | One Click LCA | Residential | Residential + Commerical | Residential (inc. student accomodation) | Planning Portal |  | Assessment 1 | 627 | 600 | 1033 | 1000 | 627 | 627 | 126 | 754 | 104 | 279 | 22 | -267 | [5 empty] | 45 | 156 | 336 | 492 | 537 | [6 empty] | New Build | New Build |  | Whitecode |  |  |  | Building A: 33 storeys + basement. B: 19 storeys. C: 15 storeys. D: 20 storeys | 33 | 0 | 0 | [7 empty] | 2023-07-03 | pending | https://planning.southwark.gov.uk/online-applications/applicationDetails.do?activeTab=summary&keyVal=RXBMKLKB0C900
76-78 Upper Ground | Lambeth | 39879 | OneClick LCA | Offices | Mixed (Office, Retail/ restaurant) | Office | Planning Portal |  | Assessment 2 | 503 | 500 | 1783 | 1750 |  | 503 | 160 | 663 | 152 | 1120 | 8 | -87 | 503 | 152 | 305 | 8 | -87 | 6 | 270 | 79 | 349 | 355 | [6 empty] | Light Extension | Repurposing - Expansive Reuse - Horizintal Extension |  | Watkins Payne |  |  |  | Refurbishment, partial demolition and extension of the existing building, 80% retention. New core. Plant on roof extended. | 6 | 0 | 0 | [5 empty] | No | Retained | 2021-03-19 | 2021-12-23 | https://planning.lambeth.gov.uk/online-applications/applicationDetails.do?activeTab=summary&keyVal=QQ8EXFBO08M00
79-87 Westminster Bridge Road | Lambeth | 8529 | One Click LCA | Hotel | Hotel + Office | Hotel | Planning Portal |  | Assessment 1 | 580 | 600 | 1896 | 2000 | 508 | 580 | 292 | 800 | 274 | 1024 | 18 | -132 | [5 empty] | 345 | 75 | 53 | 128 | 473 | [6 empty] | New Build | New Build |  | Meinhardt |  |  |  | Erection of ground plus 14-storey building and two basement levels | 14 | 14 | 0 | [7 empty] | 2020-10-13 | pending | 20/03539/FUL ¦ Erection of a ground plus 14-storey building (plus two basement levels) comprising gym (Class E) at basement level, retail (Class E) at ground floor, office (Class E) at first floor, light industrial (Class E) at second floor and hotel (C1) at part basement, ground and floors 3 to 14, with plant enclosure at roof level, and associated cycle parking, servicing, all necessary enabling works and associated highways improvements. DEPARTURE APPLICATION: The proposed development is a departure from Policy Q26 of the Lambeth Local Plan 2020-2035 (2021). REASON FOR RE-CONSULTATION: - Addition of light industrial space - Additional information submitted - Notification of departure ¦ 79-87 Westminster Bridge Road London SE1 7HR
8 - 12 New Bridge Street | City of London | 7810 | OneClick LCA | Offices | Office + Class E + Sui Generis | Office | Planning Portal |  | Assessment 1 | 776 | 800 | 2334 | 2250 | 743 | 778 | 773 | 1516 | 693 | 782 | 81 | 0 | 776 | 612 | 215 | 81 | 0 | 60 | 263 | 214 | 477 | 537 |  |  |  | 8 |  | 5612 | Light Extension | Repurposing - Basement Retention |  | Hoare Lea | AKT II | Hoare Lea | HOK International | Part demolition of Fleet House, full demolition of St Bride's Tavern (basement levels retained). Erection of 8-storey building | 8 | 0 | 0 | [5 empty] | No | Retained | 2022-07-07 | 2023-01-31 | 22/00622/FULMAJ ¦ Partial demolition of Fleet House and full demolition of St Bride's Tavern Public house (retention of basement levels) and the erection of a part replacement building with roof extension to provide an 8 storey building for office use (Class E) at levels 1-8, with office lobby (Class E) and commercial space (Class E) at ground floor and mezzanine level, and public house (sui generis) at ground floor level and part basement level; new pedestrian and servicing route from St Brides Lane to Bridewell Place. ¦ 8 - 12 New Bridge Street London EC4V 6AL (cityoflondon.gov.uk)
8 Bishopsgate | City of London | 86664 | One Click LCA | Office | Mixed | Commercial & Residential | Arup Internal Database | [7 empty] | 779 |  | 1231 | 398 |  | 54 | [17 empty] | New Build | New Build | [6 empty] | 102
80 Charlotte Street Gallery | [13 empty] | Remove this whole column - not relevant |  | 0 | [14 empty] | 0
80-85 Tottenham Court Road | Camden | 3544 | OneClick LCA | Offices | Mixed (Office led + Commercial) | Office | Arup Internal Database | [7 empty] | 206 |  | 1690 | 544 |  | 21 | [17 empty] | Retrofit |  |  | Arup |  |  |  | Suggested extend terrace up to level 5, light touch in the end, accomodation of MEP and other disciplines was driver. Architectural doors in core. Insertion |  | 0 | 0 | [5 empty] | No | New
81-103 King's Road | Kensington and Chelsea | 13403 | One Click LCA | Offices | Office + Retail | Office | Planning Portal |  |  | 781 | 800 | 2387 | 2500 | 749 | 781 | 466 | 1215 | 395 | 1140 | 71 | -312 | [5 empty] | 214 | 249 | 61 | 310 | 524 | [6 empty] | Basement and/or Façade Retained | Repurposing - Façade Retention |  | Ramboll |  |  |  | Demolition of existing building and redevelopment for new building up to four storeys and basement. 10% basement retained. | 4 | 0 | 0 | [7 empty] | 2023-02-07 | pending | The Royal Borough of Kensington and Chelsea ¦ Planning Search (rbkc.gov.uk) https://planningsearch.rbkc.gov.uk/publisher/mvc/listDocuments?identifier=Planning&ref=PP/23/00968
85 Gracechurch Street | City of London | 37746 | One Click LCA | Offices | Class E(g)(i)); flexible retail use (Class E(a), Class E(b) | Office & Retail | Planning Portal |  | Assessment 1 | 1078 | 1100 | 1857 | 1750 | 1078 | 1078 | 436 | 1514 | 392 | 343 | 44 | [6 empty] | 83 | 476 | 320 | 796 | 879 | [6 empty] | Basement and/or Façade Retained | Repurposing - Façade Retention | [5 empty] | Partial demolition of existing building (Gracechurch Street frontage adapted) and the construction of a 32 storey building plus basement levels | 32 | [9 empty] | 2022-11-30 | pending | https://www.planning2.cityoflondon.gov.uk/online-applications/applicationDetails.do?activeTab=documents&keyVal=RM7KAUFH0QW00
88 Grays Inn Road | Camden | 1149 | OneClick LCA | Residential | Mixed (Resi + Commercial) | Commercial & Residential | Planning Portal |  | Assessment 1 | 225 | 200 | 1205 | 1250 | 189 | 225 | 337 | 527 | 285 | 643 | 52 | -161 | [5 empty] | 0 | -8 | 62 | 54 | 54 | [6 empty] | Retrofit |  |  | Max Fordham |  |  |  | Existing building is being retained and refurbished | [9 empty] | Retained | 2022-10-11 | pending | https://planningrecords.camden.gov.uk/Northgate/PlanningExplorer/Generic/StdDetails.aspx?PT=Planning%20Applications%20On-Line&TYPE=PL/PlanningPK.xml&PARAM0=606603&XSLT=/Northgate/PlanningExplorer/SiteFiles/Skins/camden/xslt/PL/PLDetails.xslt&FT=Planning%20Application%20Details&PUBLIC=Y&XMLSIDE=/Northgate/PlanningExplorer/SiteFiles/Skins/camden/Menus/PL.xml&DAURI=PLANNING
90 Whitfield | [13 empty] | Remove this whole column - not relevant |  | 0 | [14 empty] | 0
9-10 and 11 Angel Court | City of London | 4878 | OneClick LCA | Residential | Hotel | Hotel | Planning Portal |  | Assessment 1 | 732 | 700 | 2485 | 2500 | 720 | 732 | 516 | 1236 | 471 | 1238 | 45 | -158 | [5 empty] | 55 | 353 | 161 | 514 | 569 | [6 empty] | New Build | Repurposing - Façade Retention |  | Greengage |  |  |  | Demolition of the existing buildings except 9-10 Angel Court façade (up to 4th floor), new building constructed behind that façade, replica façade of 11 Angel Court up to 3rd floor, over 3 basement levels, ground mezzanine and 9 upper floors plus plant room. | 9 | 0 | 0 | [7 empty] | 2022-09-08 | 2023-02-22 | 22/00860/FULMAJ ¦ Demolition of the existing buildings except the facade of 9-10 Angel Court up to 4th floor and the construction of a new building behind that refurbished facade and a replica facade of 11 Angel Court up to 3rd floor, over 3 basement levels, ground, mezzanine and 8 upper floors plus plant room, with a change of use from office (Class E) to hotel (Class C1) and ancillary uses, cycle storage and greening, together with landscaping to Angel Court and other associated works. ¦ 9 - 11 Angel Court London EC2R 7HP (cityoflondon.gov.uk)
99 City Road | Islington | 64873 | One Click LCA | Offices | Mixed (Office led + Commercial) | Office & Retail | Planning Portal |  |  | 693 | 700 |  |  | 690 | 693 | 294 | 984 | 282 |  | 12 | [17 empty] | Heavy Extension | Repurposing - Expansive Reuse - Vertical and Horizontal Extension |  | AKT II / Twin and Earth |  |  |  | Majority of original foundations kept, new façade, core and column added, ground floor to be set back. 63% retention of existing structure. | 35 | 27 | 0 | [7 empty] | 2023-04-17 | pending | Online Standard Details (islington.gov.uk)
Apollo Business Centre, 158 Trundley's Road | Lewisham | 23204 | One Click LCA | Residential | Mixed (Student accommodation, residential, retail, industrial) | Commercial & Residential | Planning Portal |  | Assessment 1 | 433 | 400 | 2017 | 2000 | 426 | 433 | 209 | 634 | 180 | 1375 | 29 | -91 | [5 empty] | 84 | 139 | 81 | 220 | 304 | [6 empty] | New Build | New Build | [5 empty] | Mixed-use redevelopment of the site for a new building comprising part 10, part 26 storeys. 50% GGBS in superstructure concrete mix | 26 | [9 empty] | 2023-02-02 | pending | https://planning.lewisham.gov.uk/online-applications/applicationDetails.do?activeTab=documents&keyVal=_LEWIS_DCAPR_118180
Borough Triangle Site | Southwark | 93367 | One Click LCA | Offices | Residential + Office + Class E | Office & Retail | Planning Portal |  | Assessment 1 | 623 | 600 | 1107 | 1000 | 623 | 623 | 224 | 837 | 196 | 261 | 28 | -255 | [5 empty] | 159 | 204 | 225 | 429 | 588 | [6 empty] | New Build | New Build |  | Whitecode |  |  |  | Demolition of all existing buildings/structures, except 82 and part 83 Borough Road (retained, altered and refurbsihed). Basement construction, 4 new buildings with 5-46 storey heights. | 46 | [9 empty] | 2022-09-05 | pending | 22/AP/3149 ¦ Phased mixed-use redevelopment of the site comprising - Demolition of all existing buildings/structures and site clearance, except 82 and (part) 83 Borough Road which are to be retained, altered and refurbished for flexible commercial, business, service and learning and non-residential institution uses (Class E / F1); - Construction of basement structure and vehicular access; - Construction of buildings to provide dwellings (Class C3), flexible commercial, business, service and mixed food/drink/leisure uses (including drinking establishments with expanded food provision, hot food takeaways, live music performance venue and cinema) (Class E / Sui Generis) and public toilets; and - Provision of associated car and cycle parking, open space and landscaping, means of access and highway alterations, installation of plant and utilities and all other associated ancillary works incidental to the development. ¦ Borough Triangle Site At 18-54 Newington Causeway 69 Borough Road 82-83 Borough Road London Southwark SE1 6DR
Boundary House 7 - 17 Jewry Street London EC3N 2EX | City of London | 11121 | OneClick LCA | Residential | Hotel | Hotel | Planning Portal |  | Assessment 2 | 699 | 700 | 3151 | 3250 |  | 699 | 742 | 1441 | 637 | 1710 | 105 | -430 | 699 | 606 | 610 | 105 | -382 | 30 | 337 | 144 | 481 | 511 | [5 empty] | 5770 | New Build | New Build |  | Hoare Lea |  |  |  | Demolition of existing builiding and the erection of a basement, ground plus part 14 and part 6 storey building plus plant. | 14 | 0 | 0 | [7 empty] | 2021-09-30 | 2022-07-19 | 21/00826/FULMAJ ¦ Demolition of the building and the erection of a basement, ground plus part 14 storey and part six storey building plus plant comprising of a 311 bedroom hotel with a ground floor cafe/bar and roof top restaurant (Use Class C1) and office floorspace (Use Class E) at part ground and part first floor with ancillary community uses, hard and soft landscaping, cycle parking and associated works. ¦ Boundary House 7 - 17 Jewry Street London EC3N 2EX (cityoflondon.gov.uk)
British Library Extension | Camden | 89101 | OneClick LCA | Offices | Library + Lab-enabled office + Mixed Commercial | Office & Retail | Arup Internal Database |  | Assessment 1 | 637 | 600 | 2330 | 2250 | 625 | 637 | 537 | 1162 | 334 | 1156 | 204 | -171 | 637 |  | 246 |  |  | 82 | 264 | 141 | 405 | 487 | [6 empty] | Light Extension |  |  | Arup | [14 empty] | 2022-03-15 | 2023-01-30 | https://camdocs.camden.gov.uk/HPRMWebDrawer/PlanRec?q=recContainer:%222022/1041/P%22
Burgess Industrial Park Parkhouse Street | Southwark | 39696 | One Click LCA | Offices | Mixed (Residential + Commercial) |  | Planning Portal |  | Assessment 1 | 423 | 400 | 1344 | 1250 | 406 | 423 | 370 | 776 | 337 | 551 | 33 | -275 | 423 | 311 | 118 | 33 | -239 | 114 | 137 | 65 | 202 | 316 | [6 empty] | New Build | New Build |  | Waterman Building Services |  |  |  | 12 blocks of betweeen 2-13 storeys | 13 | 0 | 0 | [7 empty] | 2021-04-19 | pending | 21/AP/1342 ¦ Demolition of the existing buildings and redevelopment of the site to provide residential units (Class C3), flexible commercial floorspace (Class E) and community floorspace (Class F) within 12 blocks of between 2-13 storeys, with car and cycle parking and associated hard and soft landscaping and public realm improvements. ¦ Burgess Industrial Park Parkhouse Street London SE5 7TJ (southwark.gov.uk)
Bury House - 31 Bury Street | City of London | 30170 | OneClick LCA | Offices | Offices + Retail | Office & Retail | Planning Portal |  | Assessment 2 | 675 | 700 | 1924 | 2000 |  | 675 | 353 | 1028 | 333 | 896 | 20 | -127 | 675 | 333 | 236 | 20 | -127 | 144 | 195 | 131 | 326 | 470 | [6 empty] | New Build | New Build |  | Hoare Lea |  |  |  | The use of prefabricated structural and façade systems present opportunities for material effieincy, which have been explored and incorporated into the proposed design. Further material efficiency opportunities have been explored by retionalising structural gris and assessing different foundation options to minimise material use. Another key opportunity is the possibility to develop an all electric servicing strategy, with the use of heat pumps, in order to minimise operational carbon emissions, which will also benefit from the decarbonisation of the electricity grid. There are opportunities to reuse and recover materials from the existing development, to be identified in the pre-demolition audit. As a constraint, the small roof area compared to the building's total floor area, which needs to accomodate the centralised heating and cooling plant, makes the installation of PV panels to further reduce the operational carbon emissions unfeasible. | 48 | [9 empty] | 2020-10-28 | refused | https://www.planning2.cityoflondon.gov.uk/online-applications/applicationDetails.do?activeTab=summary&keyVal=QJ0RIOFH0QH00
Buspace Studios | Kensington and Chelsea | 9450.1 | eToolLCD | Offices | Mixed (Office + Residential + Commerical) |  | Planning Portal |  | Assessment 1 | 488 | 500 | 1470 | 1500 | 257 | 488 | 428 | 686 | 250 | 553 | 179 | -40 | [5 empty] | 163 | 169 | 104 | 273 | 436 | [6 empty] | New Build | New Build |  | XCO2 |  |  |  | Erection of 2 buildings with groundfloor connection |  | 0 | 0 | [7 empty] | 2023-11-23 | pending | The Royal Borough of Kensington and Chelsea ¦ Planning Search (rbkc.gov.uk) https://planningsearch.rbkc.gov.uk/publisher/mvc/listDocuments?identifier=Planning&ref=PP/22/07709
Canada Water Dockside Plot A1 | Southwark | 61551 | One Click LCA | Offices | Office + Retail | Office | Planning Portal |  | Assessment 1 | 823 | 800 | 2451 | 2500 | 822 | 823 | 563 | 1385 | 543 | 1066 | 20 | -270 | [5 empty] | 127 | 287 | 149 | 436 | 563 | [6 empty] | New Build | New Build |  | AtelierTen |  |  |  | Plot A1 and A2 share basements. Ground plus mezzanine and 24 storeys | 11 | 0 | 0 | [7 empty] | 2022-10-12 |  | 23/AP/0565 ¦ Approval of Reserved Matters (access, layout and scale) pursuant to outline planning permission 21/AP/2655 for the comprehensive commercial development of the Canada Water Dockside Masterplan site. Reserved Matters Approval sought for construction of a basement spanning Plots A1 and A2 comprising cycle parking, plant space and ancillary floorspace and associated works (all ancillary Class E) to support office and retail/food and beverage uses in Plots A1 and A2. This is as an application for subsequent consent accompanied by an environmental statement. Consequently the application is accompanied by a Statement of Conformity submitted pursuant to the Town and Country Planning (Environmental Impact Assessment) regulations 2017. This ES Statement of Conformity should be read in conjunction with the Canada Water Dockside Masterplan ES which can be viewed in full on the Councils website (21/AP/2655). ¦ Units 1 And 4 Canada Water Retail Park London Southwark SE16
Canada Water Dockside Plot A2 | Southwark | 35196 | One Click LCA | Offices | Office + Class E + Retail | Office | Planning Portal |  | Assessment 1 | 896 | 900 | 2730 | 2750 | 863 | 896 | 529 | 1392 | 472 | 1305 | 57 | -351 | [5 empty] | 181 | 253 | 201 | 454 | 635 | [6 empty] | New Build | New Build |  | Arup |  |  |  | Erection of 11-storey building with 1 basement level | 11 | 0 | 0 | [7 empty] | 2022-10-12 |  | 23/AP/0565 ¦ Approval of Reserved Matters (access, layout and scale) pursuant to outline planning permission 21/AP/2655 for the comprehensive commercial development of the Canada Water Dockside Masterplan site. Reserved Matters Approval sought for construction of a basement spanning Plots A1 and A2 comprising cycle parking, plant space and ancillary floorspace and associated works (all ancillary Class E) to support office and retail/food and beverage uses in Plots A1 and A2. This is as an application for subsequent consent accompanied by an environmental statement. Consequently the application is accompanied by a Statement of Conformity submitted pursuant to the Town and Country Planning (Environmental Impact Assessment) regulations 2017. This ES Statement of Conformity should be read in conjunction with the Canada Water Dockside Masterplan ES which can be viewed in full on the Councils website (21/AP/2655). ¦ Units 1 And 4 Canada Water Retail Park London Southwark SE16
Castle & Fitzroy House 37 - 45 Paul Street | Islington | 32541 | One Click LCA | Offices | Office + Class E + Retail | Office | Planning Portal |  | Assessment 1 | 642 | 600 | 2300 | 2250 | 510 | 642 | 465 | 975 | 305 | 1192 | 160 | -286 | [5 empty] | 168 | 70 | 68 | 138 | 306 | [6 empty] | New Build | New Build |  | Hoare Lea |  |  |  | commercial building of 9 storeys (incl. lower ground and basement level) | 9 | 7 | 0 | [7 empty] | 2022-08-31 | 2023-10-12 | Online Standard Details (islington.gov.uk)
Church street residential development London | Westminster | 42683 | OneClick LCA | Residential | Residential + Commercial | Commercial & Residential | Planning Portal |  | Assessment 1 | 840 | 800 | 1954 | 2000 | 807 | 840 | 371 | 1178 | 311 | 743 | 60 | -188 | [5 empty] | 167 | 300 | 137 | 437 | 604 | [6 empty] | New Build | New Build |  | Max Fordham | [14 empty] | 2021-11-23 | 2023-06-30 | https://idoxpa.westminster.gov.uk/online-applications/applicationDetails.do?activeTab=summary&keyVal=R3DM1ZRP02T00
Colechurch House | Southwark | 48178 | One Click LCA | Offices | Office + Retail | Office & Retail | Planning Portal |  | Assessment 2 | 1021 | 1000 | 2737 | 2750 | 995 | 1021 | 388 | 1383 | 356 | 1328 | 32 | -918 | 1021 | 356 | 309 | 32 | -918 | 184 | 406 | 230 | 636 | 820 | [6 empty] | New Build | New Build |  | Sweco UK |  |  |  | Erection of elevated 22-storey building, 4 storey basement, plant areas | 22 | 22 | 0 | [7 empty] | 2020-10-12 | pending | 20/AP/3013 ¦ Redevelopment of the site to include demolition of Colechurch House, pedestrian footbridge and walkway and erection of an elevated 22-storey building (+4-storey basement) above a public park and providing office floorspace, retail floorspace, restaurant/café floorspace, leisure floorspace (all Use Class E), theatre and a bar (Sui Generis), delivered alongside a replacement pedestrian footbridge, public realm improvements, roof gardens, cycle parking, servicing, refuse, plant areas and other associated works incidental to the development. The application is accompanied by an Environmental Statement (ES) in accordance with the Town and Country Planning (Environmental Impact Assessment) Regulations 2017 (as amended). This can be viewed on the Planning Register. Hard copies of the application documents are available for inspection by prior appointment at Colechurch House Bridge Walk (Monday to Friday 9am to 5pm) by contacting david.shiels@dp9.co.uk. Paper copies of the ES can also be purchased from Trium Environmental Consulting LLP; for further details contact hello@triumenv.co.uk or Tel: +44 (0) 203 887 7118. ¦ Colechurch House London Bridge Walk London Southwark SE1 2SX
Cripplegate House 1 Golden Lane | City of London | 15649 | OneClick LCA | Offices | Office | Office | Planning Portal |  | Assessment 1 | 291 | 300 | 1589 | 1500 | 290 | 291 | 310 | 600 | 306 | 988 | 4 | -103 | 291 | 269 | 870 | 4 | -91 | 0 | 80 | 70 | 150 | 150 | [6 empty] | Light Extension | Repurposing - Expansive Reuse - Vertical Extension |  | Hawkins Brown Architects |  |  |  | Heritage building: retained. 90s extension: floors, core and structure retained. Floors extended. Northern elevation replaced and others reclad. Roof extension. |  | 3 | 0 | [7 empty] | 2022-03-28 | 2022-11-01 | https://www.planning2.cityoflondon.gov.uk/online-applications/applicationDetails.do?keyVal=R8U4UNFH0QW00&activeTab=summary
Edward Rudolph House, 69-85 Margery Street | Islington | 4960 | One Click LCA | Offices | Office (Class E) | Office | Planning Portal |  | Assessment 1 | 762 | 800 | 1946 | 2000 | 762 | 762 | 467 | 1229 |  | 717 | [7 empty] | 88 | 422 | 110 | 532 | 620 | [6 empty] | New Build | New Build |  | Verte |  |  |  | Demolition of existing building and erection of a 4-storey office building, plant encosure to roof | 4 | 0 | 0 | [7 empty] | 2023-08-02 | pending | Online Standard Details (islington.gov.uk)
Elephant And Castle Shopping Centre Site | Southwark | 7330 | OneClick LCA | Offices | Mixed (Resi + Commercial + Education) | Commercial & Residential | Planning Portal |  | Assessment 2 | 495 | 500 | [10 empty] | 495 | 300 | 250 | 25 | -56 | 54 |  |  | 228 | 282 | [6 empty] | New Build | New Build |  | Hoare Lea |  |  |  |  | 35 | [9 empty] | 2021-03-29 | 2021-07-29 | https://planning.southwark.gov.uk/online-applications/applicationDetails.do?activeTab=documents&keyVal=QQSI9MKB03Q00
Evelina Children's Hospital | Lambeth | 27306 | eTool LCD | Offices | Hospital | Hospital/Medical | Planning Portal |  | Assessment 1 | 998 | 1000 | 3476 | 3500 | 998 | 998 | 223 | 1221 | 126 | 2255 | 96 | -22 | 991 | 55 | 685 | 8 | -3 | 438 | 415 | 96 | 511 | 949 | [6 empty] | New Build | New Build |  | AECOM |  |  |  | 12 storey building plus 2 storey basement with 5 storey link extension | 12 | 12 | 5 | [7 empty] | 2021-01-26 | pending | 21/01869/FUL ¦ Demolition of existing St Thomas' House and Dunhill Fitness Centre and development of a 12 storey building (G+11) plus two storey basement with five storey link extension to the Evelina London Children's Hospital to provide additional children's medical services (Class C2), hard and soft landscaping, access and associated works. This application is a DEPARTURE APPLICATION: The proposed development is a departure from Policy Q26 of the Lambeth Local Plan (2015). ¦ Evelina Children's Hospital St Thomas' Hospital 249 Westminster Bridge Road London SE1 7EH
Finsbury Dials Refurb 1 | Islington | 2600 | OneClick LCA | Office | Office | Office | Arup Internal Database | 2 | [5 empty] | Remove this whole column - not relevant |  | 0 | [10 empty] | 16 | 94 | Not available | Not available | 110 | 1980 | No | Steel | 7 | Bracing | 1770 | Heavy Extension | Repurposing - Expansive Reuse - Vertical Extension | Load balancing at all levels | Arup | Arup |  |  | Singular additional storey, atrium on office floors to be infilled, along with some service voids. Position of lifts was to be moved. Entrance columns moved around to create larger open space. Basement required additional concrete pour over floor slab and walls. BMU on existing roof was to be removed. Infills on levels 6 and 7. | 8 | 1 | 0 | 215 | 46.89% | Steel | None | None required | Yes | Retained
Friars Close | Southwark | 15513 | One Click LCA | Residential | Residential | Residential | Planning Portal |  | Assessment 1 | 691 | 700 | 1625 | 1750 | 651 | 691 | 502 | 1154 | 412 | 431 | 91 | -321 | [5 empty] | 66 | 274 | 98 | 372 | 438 | [6 empty] | New Build | New Build |  | Max Fordham |  |  |  | Erection of 9-storey building with 21-storey tower, terrace on 10th storey, external plan and waste storage | 21 | 21 | [8 empty] | 2022-12-28 |  | 22/AP/4376 ¦ Demolition of all existing residential buildings and ancillary structures on site. Construction of residential homes (Use Class C3) and flexible community & learning (Use Classes F1 & F2) floorspace; roof plant enclosure; cycle and vehicle parking; highway and access improvements; and landscape and public realm improvements. The new building would comprise a part nine, part twenty-one storey building to deliver 136 new homes. ¦ Friars Close Bear Lane London Southwark SE1
Friary Court 65 Crutched Friars | City of London | 27844 | OneClick LCA | Residential | Residential | Residential (inc. student accomodation) | Planning Portal |  | Assessment 1 | 697 | 700 | 2543 | 2500 | 693 | 697 | 611 | 1304 | 547 | 1235 | 65 | -1558 | [5 empty] | 40 | 106 | 357 | 463 | 503 | [6 empty] | New Build | New Build |  | Waterman Building Services |  |  |  | Demolition of existing building and redevelopment for new building comprising basment, ground plus 20 upper floors | 20 | 0 | 0 |  | 280.7% | [5 empty] | 2022-09-30 | 2023-06-27 | 22/00882/FULMAJ ¦ Demolition of existing building and redevelopment of the site for a new building comprising basement, ground plus 20 upper floors (+74.9m AOD) for purpose built student accommodation (769 rooms) and associated amenity space (Sui Generis); Museum use at part ground, first and second floor levels (Use Class F1(c))(+3101sq.m GIA); hard and soft landscaping; ancillary plant and servicing; and associated works. ¦ Friary Court 65 Crutched Friars London EC3N 2AE (cityoflondon.gov.uk)
Gillingham House | Westminster | 9450 | OneClick LCA | Offices | Offices | Office | Planning Portal |  | Assessment 1 | 674 | 700 | 1362 | 1250 | 670 | 674 | 345 | 1015 | 321 | 343 | 24 | -209 | [5 empty] | 85 | 257 | 156 | 413 | 498 | [6 empty] | Heavy Extension | Repurposing - Expansive Reuse - Vertical and Horizontal Extension |  | Atelier Ten |  |  |  | Intensive refurbishment and extension (demolish 2,183m2), 60% of area and 70% of volume retained | 8 | 4 | 8 | [5 empty] | Yes | Retained | 2023-03-13 | pending | https://idoxpa.westminster.gov.uk/online-applications/applicationDetails.do?activeTab=documents&keyVal=RRK3GORP2ZD00
IKEA Hammersmith | Hammersmith and Fulham |  | OneClick LCA | Retail | Retail | Retail | Arup Internal Database | Unknown |  | Not available | Not available | Not available | Not available | Remove this whole column - not relevant | Not available | Not available | Not available | Not available | Not available | Not available | Not available | [5 empty] | 49 | 0 | Not available | Not available | 49 | 1980 | No | Reinforced Concrete | 9 | Moment frame | 6240 | Retrofit | Repurposing - Insertion | Minimal intervention | Arup | Arup |  |  | Removal of RC transfer walls supporting third-party owned residential structure above Also new openings for lifts and escalators, New atrium social staircase, Other minor modifications |  | 0 | 0 | 0 | 0% | None | None | None required | No | Retained |  |  | https://public-access.lbhf.gov.uk/online-applications/applicationDetails.do?keyVal=QD6001BIHSG00&activeTab=summary
ITV Vista | Westminster | 93226 | One Click LCA | Office | Office | Office | Arup Internal Database | [6 empty] | Remove this whole column - not relevant | 757 | 302.5 | 1059.5 | 281 |  | 21.5 | [10 empty] | 0 | [6 empty] | New Build | New Build | [6 empty] | 25
Kensington Centre, 66 Hammersmith Road | Hammersmith and Fulham | 24441 | eTool LCA | Offices | Offices + storage facilities + community space | Office | Planning Portal |  | Assessment 1 | 704 | 700 | 3199 | 3250 | 688 | 704 | 153 | 841 | 99 | 2342 | 54 | -69 | [5 empty] | 132 | 501 | 34 | 535 | 667 | [6 empty] | New Build | New Build |  | LCD |  |  |  | Demolition of existing building and erection of 11-storey building (plus basement and plant roof) | 11 | 11 | [8 empty] | 2023-03-03 | pending | 2023/00585/FUL ¦ Demolition of the existing building and the construction of a new building of up to 11 storeys in height (plus basement level and plant at roof level) comprising a self-storage facility (Use Class B8, up to 22,891m2 GIA), affordable workspace (Use Class E(g)(i), 1162m2 GIA) and community space (Use Class F2(b), 388m2 GIA), together with an undercroft parking and servicing area accessed via a new vehicular crossover on Blythe Road, landscaping and associated works. ¦ Kensington Centre 66 Hammersmith Road London W14 8UD (lbhf.gov.uk)
King's Place (Land at Harper Street/Borough High Street) | Southwark | 16036 | One Click LCA | Residential | Residential + Office + Class E | Residential (inc. student accomodation) | Planning Portal |  | Assessment 1 | 590 | 600 | 1763 | 1750 | 521 | 590 | 474 | 995 | 333 | 698 | 141 | -121 | [5 empty] | 27 | 154 | 163 | 317 | 344 | [6 empty] | New Build | New Build |  | Scotch Partners |  |  |  | Demolition of existing buildings, part 5-11 storey building. | 11 | 0 | 0 | [7 empty] | 2023-02-22 | pending | 23/AP/0479 ¦ Demolition of existing buildings and redevelopment to provide a mixed-use development comprising purpose-built student residential rooms (Sui Generis), affordable residential dwellings (Use Class C3), employment floorspace (Use Class E(g)), together with access, cycle parking, hard and soft landscaping and other associated works. ¦ Land At 19 21 And 23 Harper Road 325 Borough High Street And 1-5 And 7-11 Newington Causeway London SE1 6AW (southwark.gov.uk)
Maclise Multi-Storey Car Park, Olympia | Hammersmith and Fulham | 19655 | One Click LCA | Schools/Universities | Hotel + School (class F1) + Gym | Hotel | Planning Portal |  | Assessment 1 | 596 | 600 | 3199 | 3250 | 599 | 652 | 202 | 800 | 129 | 2346 | 73 | -467 | 638 | 128 | 1787 | 73 | -467 | 235 | 35 | 279 | 314 | 549 | [6 empty] | Heavy Extension | Repurposing - Façade Retention |  | McBains |  |  |  | All floors and internal structures (floor, ramps, princ. And sec. stair cores) demolished, elevation re-clad and re-glazed from ground to level 4, façade to retained structure replaced | 7 | 0 | 0 | [7 empty] | 2021-12-29 | pending | 2021/04167/FUL ¦ Erection of a building comprising basement, ground and 7 upper storeys with associated roof level plant for hotel (Class C1), gymnasium (Class E) and school (Class F1) uses incorporating the retained façade of the Multi Storey Car Park building. ¦ Maclise Multi-Storey Car Park Olympia Exhibition Centre Hammersmith Road London W14 8UX (lbhf.gov.uk)
New City Court | Southwark | 55461 | One Click LCA | Offices | Office + Retail | Office & Retail | Planning Portal |  | Assessment 2 | 555 | 600 | 2295 | 2250 | 551 | 555 | 246 | 796 | 232 | 1495 | 14 | -499 | 555 | 206 | 472 | 14 | -441 | 77 | 253 | 107 | 360 | 437 | [6 empty] | Heavy Extension | Repurposing - Expansive Reuse - Vertical Extension |  | chapmanbdsp |  |  |  | New-build 26-storey buildings (plus mezzanine and 2 basement levels), restoration and refurb. of listed terrace (4-16 St Thomas Street), redevelopment of Keats House (reinstatement of façade) | 26 | [9 empty] | 2021-04-21 | 2022-01-13 | 21/AP/1361 ¦ Redevelopment to include demolition of the 1980s office buildings and erection of a 26-storey building (plus mezzanine and two basement levels) of a maximum height of 108.0m AOD, restoration and refurbishment of the listed terrace (nos. 4-16 St Thomas Street), and redevelopment of Keats House (nos. 24-26 St Thomas Street) with removal, relocation and reinstatement of the historic façade on a proposed building, to provide 46,442sqm GEA of Class E(g)(i) office floorspace, 358sqm GEA flexible office E(g)(i)/retail E(a) floorspace, 450sqm GEA Class E(b) restaurant/cafe floorspace and a public rooftop garden, and 5,449sqm GEA of affordable workspace within the Georgian terrace, Keats House and part of the tower, associated public realm and highways improvements, provision for a new access to the Borough High Street entrance to the Underground Station, cycling parking, car parking, service, refuse and plant areas, and all ancillary or associated works. (Associated listed building consent app 21/AP/1364). The application is accompanied by an Environmental Statement submitted pursuant to the Town and Country Planning (Environmental Impact Assessment) Regulations 2017, which can be viewed on the council website southwark.gov.uk using the reference number. This application is subject to an appeal against non-determination with the Planning Inspectorate's reference APP/A5840/W/22/3290483 (and council's appeal reference APPEAL/22/0004 to view the appeal documents) ¦ New City Court 4-26 St Thomas Street London Southwark SE1 9RS
Newcombe House | Kensington and Chelsea | 26902 | One Click LCA | Offices | Office + Retail | Office | Planning Portal |  | Assessment 1 | 615 | 600 | 1696 | 1750 | 613 | 615 | 132 | 746 | 107 | 949 | 25 | -320 | [5 empty] | 112 | 284 | 143 | 427 | 539 | [6 empty] | Light Extension | Repurposing - Expansive Reuse - Vertical Extension |  | HDR |  |  |  | Newcombe House: 100% of tower foundations retained - vertical extension part 14-15 storey. 90% of steel frame and floor slabs retained. Kensington Church Street Building: erection of a new 6-storey building. Affordable block: 8-storey building. 43% floor slabs retained. 19% of the total proposed floor area GIA is demolished across the developments. | 15 | 3 | [8 empty] | 2023-06-05 | pending | The Royal Borough of Kensington and Chelsea ¦ Planning Application Search (rbkc.gov.uk) https://planningsearch.rbkc.gov.uk/publisher/mvc/listDocuments?identifier=Planning&ref=PP/23/03534
Peterborough Court | City of London | 43577 | OneClick LCA | Offices | Mixed Commercial | Office & Retail | Arup Internal Database |  | Assessment 1 | 227 | 200 |  |  | 227 | 227 | 241 | 468 | [9 empty] | 1 |  |  | 38 | 39 | 1988 | No | Steel | 12 | RC Cores / shear walls | 50000 | Retrofit | Repurposing - Insertion | Minimal intervention | Arup | Arup |  |  | Core modifications to enable new servicing proposals • Slab modifications to enable new servicing proposals • NE Wine Office Court entrance • Shoe Lane entrance • PC lobby modifications • Colonnade column removal and associated structural work • Strengthening work to receive the new canopy structure • L11 mezzanine extensions and plantroom enhancement • Barrel roof modifications and conversion of existing space to external louvred plant room. | 3 | 1 | 0 | 0 | 0% | None | None | None required | No | Retained | 2021-09-01 | 2021-12-23 | https://www.planning2.cityoflondon.gov.uk/online-applications/applicationDetails.do?keyVal=QYQSRTFHG3A00&activeTab=summary
Plot H1 Elephant Park | Southwark | 63598 | One Click LCA | Offices | Office + Class E | Office | Planning Portal |  |  | 416 | 400 | 2053 | 2000 | 416 | 416 | 13 | 429 | 1 | 1624 | 13 | -136 | 416 | 1 | 426 | 13 | -136 | 42 | 258 | 116 | 374 | 416 | [6 empty] | New Build | New Build |  | HDR ¦ Hurley Palmer Flatt |  |  |  | Erection of 17-storey building with basement and rooftop plant. | 17 | 0 | 0 | [7 empty] | 2021-05-24 | refused | 21/AP/1819 ¦ Redevelopment of the site to provide an 18-storey building (including a mezzanine floor) plus basement and rooftop plant providing office floorspace (Class E(g)(i)) and areas of floorspace for the following flexible uses: office/retail/services/food and drink/medical or health floorspace (Class E(g)(i), E(a), E(c), E(b) or E(e)), including ancillary cycle parking, accessible car parking, servicing, plant, roof terraces, landscaping, public realm improvements and other associated works incidental to the development. The application is accompanied by an Environmental Statement submitted pursuant to the Town and Country Planning (Environmental Impact Assessment) Regulations 2017. ¦ Plot H1 Elephant Park Land Bounded By Walworth Road, Elephant Road, Deacon Street And Sayer Street North London SE1 (southwark.gov.uk)
Portland House | Westminster | 46243 | OneClick LCA | Offices | Mixed (Office, Retail/ restaurant) | Office | Planning Portal |  | Assessment 1 | 778 | 800 | 1927 | 2000 |  | 778 | 494 | 1272 | 486 | 655 | 8 | -213 | [5 empty] | 0 |  |  | 510 | 510 | [6 empty] | Light Extension | Repurposing - Expansive Reuse - Vertical Extension |  | Buro Happold |  |  |  | Two-storey extension including roof-level plant , creation of a setback rooftop extension, refurbishment of existing |  | 2 | 0 | [7 empty] | 2022-08-04 | 2022-12-23 | https://idoxpa.westminster.gov.uk/online-applications/applicationDetails.do?activeTab=summary&keyVal=RGCC9ZRP2VQ00
Post Building | Camden |  | OneClick LCA |  |  |  | Arup Internal Database | [6 empty] | Remove this whole column - not relevant |  | 0 | [14 empty] | 0 | [9 empty] | Arup | [5 empty] | 0 | 0 | [5 empty] | Yes | Retained
Poultry Market And General Market And The Annexe Buildings West Smithfield | City of London | 40290 | OneClick LCA | Offices | Museum | Office | Planning Portal |  | Assessment 1 | 456 | 500 | 2976 | 3000 | 429 | 456 | 283 | 712 | 220 | 2237 | 63 | -141 | [5 empty] | 81 | 132 | 72 | 204 | 285 | [6 empty] | Heavy Extension | Repurposing - Expansive Reuse - Vertical Extension |  | Arup |  |  |  | Part demolition, repair, refurbishment and extension of existing buildings (all levels including basements) |  | 2 | [8 empty] | 2019-12-19 | 2022-11-22 | 19/01343/FULEIA ¦ General Market Partial demolition, repair, refurbishment and extension of the existing building known as the General Market at 43 Farringdon Street on the basement, ground, first and roof levels; creation of a new entrance structure on West Poultry Avenue (and associated refurbishment of the existing canopy over West Poultry Avenue) with new facades to West Smithfield and Charterhouse Street; new entrances on the corner of Farringdon Street and Charterhouse Street; Change of use to provide a museum and ancillary uses and areas, together with a flexible retail, restaurant, drinking establishment and leisure (gym) use for the perimeter 'houses'. Poultry Market Partial demolition, repair, refurbishment and alteration of the existing building known as the Poultry Market, Charterhouse Street at basement, ground and first levels; change of use to a museum and ancillary uses and areas. Annexe Site (Red House, Iron Mountain, Fish Market and Engine House) Partial demolition, refurbishment and extension of the existing buildings known as the Annexe Site at 25 Snow Hill and 29 Smithfield Street at basement, ground, first, second and third levels; creation of a triple height canopy above a public realm space; change of use to a flexible museum, offices, retail, restaurant, drinking establishment, events and functions use. Refurbishment of and minor alterations to the existing building known as the Engine House at West Smithfield at basement and ground levels; Change of use to a flexible retail and museum use. (The proposal would provide 32,864sq.m of Museum floorspace (Class D1), 4,079 sq.m of flexible A1/A2/A3/A4/B1/D1 & D2 floorspace, 2,377sq.m of flexible B1/D1 floorspace, 870sq.m of flexible A3/A4/D1 & D2 floorspace, 18sq.m of flexible A1/D1 floorspace and 82sq.m of flexible A1/A3/A4/D1 floorspace.) This application is accompanied by an Environmental Statement. Copies of the Environmental Statement from Gerald Eve LLP, One Fitzroy, 6 Mortimer Street, London, W1T 3JJ ¦ Poultry Market And General Market And The Annexe Buildings West Smithfield London EC1A 9PS (cityoflondon.gov.uk)
Princes Court - 7 Prince's Street | City of London | 7220 | OneClick LCA | Offices | Offices + Commercial | Office & Retail | Planning Portal |  | Assessment 1 | 614 | 600 | 3440 | 3500 |  | 614 | 716 | 1329 | 659 | 2110 | 57 |  | 614 | 659 | 460 | 57 | [12 empty] | Light Extension |  |  | Atelier Ten |  |  |  | Retention of superstructure RC frame and basement, 3 storeys of new light-weight structure added | 9 | 3 | 0 | [6 empty] | Retained | 2022-02-28 | 2023-01-18 | https://www.planning2.cityoflondon.gov.uk/online-applications/applicationDetails.do?activeTab=summary&keyVal=R80Y1UFHHBL00
Red Lion Court 46-48 Park Street | Southwark | 32965 | One Click LCA | Offices |  | Office | Planning Portal |  |  | 530 | 500 | 2067 | 2000 | 446 | 530 | 398 | 844 | 294 | 1139 | 104 | -173 | 530 | 294 | 347 | 104 | -173 | 76 | 134 | 128 | 262 | 338 | [6 empty] | Basement and/or Façade Retained | Repurposing - Basement Retention |  | Arup |  |  |  | Basement retained and extended by an additional level, re-use as many piles are possible. New 11-storey building with 2 cores | 11 | 12 | 0 | [7 empty] | 2022-05-06 | pending | https://planning.southwark.gov.uk/online-applications/applicationDetails.do?activeTab=summary&keyVal=RBGWCPKB00300
Royal Mint Court - Embassy House | Tower Hamlets | 30790.8 | Sturgis Carbon Calculator | Offices | Mixed | Office & Retail | Planning Portal |  | Assessment 1 | 562 | 600 | 1675 | 1750 |  | 562 | 283 | 845 |  | 830 |  | -73 | [16 empty] | Light Extension | Repurposing - Expansive Reuse - Horizintal Extension |  | Cundall/ Arup |  |  |  | The building’s steel frame, reinforced concrete slabs and concrete encasements to the steel are largely retained. Substructure enhancements through addition of miniature piles, increasing size of pile caps and localised recasting of the basement slab is reusing existing substructure. | [8 empty] | Yes |  | 2021-06-11 | 2023-02-10 | https://development.towerhamlets.gov.uk/online-applications/applicationDetails.do?activeTab=documents&keyVal=DCAPR_135435
Royal Mint Court – Johnson Smirke Building | Tower Hamlets | 5011 | Sturgis Carbon Calculator | Offices | Mixed | Office & Retail | Planning Portal |  | Assessment 1 | 425 | 400 | 2299 | 2250 |  | 425 | 485 | 910 |  | 1391 |  | -25 | [16 empty] | Retrofit | Refurbishment |  | Cundall/ Arup |  |  |  | refurbishment and restoration, grade II listed, New mechanical, electrical and public health services, enhanced insulation and secondary glazing. | [8 empty] | No |  | 2021-06-11 | 2023-02-10 | https://development.towerhamlets.gov.uk/online-applications/applicationDetails.do?activeTab=documents&keyVal=DCAPR_135435
Royal Mint Court - Seaman's Registry | Tower of Hamlets | 8112.6 | Sturgis Carbon Calculator | Offices | Mixed | Office & Retail | Planning Portal |  | Assessment 1 | 401 | 400 | 2214 | 2250 |  | 401 | 461 | 863 |  | 1351 |  | -17 | [5 empty] | 59 |  |  | 254 | 313 | [6 empty] | Retrofit | Repurposing - Façade Retention |  | Cundall/ Arup |  |  |  | Retain the Grade-II listed façades, therefore only refurbished internally with enhanced insulation and secondary glazing. Only minimal refurbishment proposed, maximising retention of existing building fabric | [8 empty] | No |  | 2021-06-11 | 2023-02-10 | https://development.towerhamlets.gov.uk/online-applications/applicationDetails.do?activeTab=documents&keyVal=DCAPR_135435
Royal Mint Court – Cultural Exchange | Tower Hamlets | 8237.7 | Sturgis Carbon Calculator | Offices | Mixed | Office & Retail | Planning Portal |  | Assessment 1 | 642 | 600 | 2044 | 2000 |  | 642 | 443 | 1085 |  | 959 |  | -42 | [16 empty] | Light Extension | Repurposing - Expansive Reuse - Horizintal Extension |  | Cundall/ Arup |  |  |  | Majority of existing structure retained and repurposed, with localised demolition. | [8 empty] | Yes |  | 2021-06-11 | 2023-02-10 | https://development.towerhamlets.gov.uk/online-applications/applicationDetails.do?activeTab=documents&keyVal=DCAPR_135435
Royal Street Plot C | Lambeth | 29022 | OneClick LCA | Offices | Offices | Office | Arup Internal Database |  | Assessment 1 | 571 | 600 | 1779 | 1750 | 486 | 571 | 433 | 919 | 328 | 775 | 105 | -507 | [5 empty] | 69 | 101 | 114 | 215 | 284 | [6 empty] | New Build | New Build |  | Arup |  |  |  |  | 15 | [9 empty] | 2022-04-21 |  | https://planning.lambeth.gov.uk/online-applications/applicationDetails.do?activeTab=documents&keyVal=R9TNC6BO0KP00
Royal Street Plot D | Lambeth | 52380 | OneClick LCA | Offices | Offices | Office | Arup Internal Database |  | Assessment 1 | 487 | 500 | 1623 | 1500 | 399 | 487 | 395 | 794 | 290 | 741 | 105 | -444 | [5 empty] | 63 | 96 | 58 | 154 | 217 | [6 empty] | New Build |  |  | Arup |  |  |  |  | 10 | [9 empty] | 2022-04-21 |  | https://planning.lambeth.gov.uk/online-applications/applicationDetails.do?activeTab=documents&keyVal=R9TNC6BO0KP00
Royal Street Plot E | Lambeth | 40705 | OneClick LCA | Offices | Offices | Office | Arup Internal Database |  | Assessment 1 | 579 | 600 | 1691 | 1750 | 551 | 579 | 463 | 1014 | 422 | 649 | 41 | -536 | [5 empty] | 28 | 242 | 89 | 331 | 359 | [6 empty] | Basement and/or Façade Retained |  |  | Arup |  |  |  | Partial reuse & extension, existing basement retained under existing building, new extensions (horizontal) to retained Beckett House structure | 15 | [9 empty] | 2022-04-21 |  | https://planning.lambeth.gov.uk/online-applications/applicationDetails.do?activeTab=documents&keyVal=R9TNC6BO0KP00
Salisbury Square - Commercial Building | City of London | 11357 | eToolLCD | Offices | Offices + Retail | Office & Retail | Planning Portal |  | Assessment 1 | 1309 | 1300 | 2297.0975 | 2250 | 1256 | 1309 | 358.0975 | 1614.0975 | 197.0975 | 630 | 161 | -95 | 1309 | 100 | 195 | 161 | -10 | 381 | 633 | 140 | 773 | 1154 | 1878 | Grade II |  | 2 |  |  | New Build | New Build |  | AECOM |  |  |  | 150 year design life and heavy finishes | 7 | [9 empty] | 2020-12-16 | 2021-07-30 | https://www.planning2.cityoflondon.gov.uk/online-applications/applicationDetails.do?activeTab=documents&keyVal=QLFMAMFH0QH00
Salisbury Square - Court Building | City of London | 14556 | eToolLCD | Offices | Offices | Office | Planning Portal |  | Assessment 1 | 1459 | 1500 | 2006 | 2000 | 1380 | 1459 | 218 | 1598 | 106 | 329 | 112 | -35 | 1459 | 52 | 104 | 112 | -5 | 335 | 669 | 315 | 984 | 1319 | 1878 | Grade II |  | 2 |  |  | New Build | New Build |  | AECOM |  |  |  | 150 year design life and heavy finishes | 7 | [8 empty] | Retained | 2020-12-16 | 2021-07-30 | https://www.planning2.cityoflondon.gov.uk/online-applications/applicationDetails.do?activeTab=documents&keyVal=QLFMAMFH0QH00
Shepherd's Bush Market | Hammersmith and Fulham | 35823 | One Click LCA | Offices | Mixed (retail + offices) | Office | Planning Portal |  | Assessment 1 | 690 | 700 | 1396 | 1500 | 665 | 690 | 347 | 1012 | 303 | 359 | 44 | -414 | [5 empty] | 159 | 189 | 42 | 231 | 390 | [6 empty] | New Build | Refurbishment |  | chapmanbdsp |  |  |  | Reconfigure site for public and vehicular access, new shops, new ground plus 8 storey building, new ground plus 5 storey building, works to facades of arches | 8 | 8 | [8 empty] | 2023-04-26 |  | 2023/01093/FUL ¦ Full planning permission for refurbishment works to Shepherd's Bush Market (SBM) and the redevelopment of the adjacent Old Laundry Yard (OLY) site and St Mungo's buildings, together with associated access from Goldhawk Road/Uxbridge Road and Pennard Road, involving: Demolition of the former St Mungo's building and associated structures; site clearance of the Old Laundry Yard site, replacement of stalls and shop units in SBM, and the demolition of 42 Goldhawk Road and reconfiguration of 48 Goldhawk Road, to create new vehicular and entrance lobby/pedestrian access into site. The proposed redevelopment involves: The reconfiguration and refurbishment of Shepherd's Bush Market, including new and replacement stalls and shops, works to the external facades of the arches, a replacement canopy, new entrance signs at Goldhawk Road and Uxbridge Road, new road surfacing, drainage, public realm, landscape, and associated works. The erection of a new, ground plus 8 storey building (plus mezzanine and basement levels) to comprise of workspace, cafe, shops, and life science accommodation (Class E) and associated plant, cycle parking and photovoltaic panels (PV's). The erection of a new, ground plus 5 storey building for 40 residential dwellings and associated private amenity space, communal gardens, plant, PVs, cycle parking and bin store. New public realm, landscape, and associated works throughout the site, including traffic calming, delivery and servicing including a loading bay with turning table, new pedestrian, cycle and vehicle accesses and internal routes and associated highway works. ¦ Shepherds Bush Market, Former Old Laundry Yard, 42 And 48 (Ground Floor) Goldhawk Road London W12 (lbhf.gov.uk)
Solomons Passage | Southwark | 13728 | One Click LCA | Residential |  |  | Planning Portal |  | Assessment 2 | 250 | 300 | 844 | 750 | 247 | 250 | 283 | 530 | 261 | 311 | 22 | -58 | 250 | 246 | 226 | 22 | -52 | 46 | 43 | 69 | 112 | 158 | [6 empty] | Basement and/or Façade Retained | Repurposing - Basement Retention |  | Create |  |  |  | Block A: Erection of 7-storey building, Block B+C: Erection of 6-storey building, basement and ground floor slab retained, Block D: Erection of partly 2, partly 4-storey building. | 7 | [9 empty] | 2020-12-07 | 2022-04-20 | 20/AP/3285 ¦ Demolition of all buildings on the site and construction of a development of 91 residential units within four buildings (a 7-storey Block A building, a 6-storey Block B/C building and two buildings in Block D of 2- and 4-storeys), together with alterations to the retained basement, provision of car and cycle parking and landscaping. ¦ 40-46 Solomons Passage London Southwark SE15 3UH
South Kensington Underground Station | Kensington and Chelsea | 11905 | One Click LCA | Residential | Commerical + Residential | Residential (inc. student accomodation) | Planning Portal |  | Assessment 2 | 1007 | 1000 | 2526 | 2500 | 964 | 1007 | 702 | 1667 | 666 | 816 | 36 | -733 | 1007 | 666 | 218 | 36 | -733 | 221 | 307 | 245 | 552 | 773 | [6 empty] | Basement and/or Façade Retained | Repurposing - Façade Retention |  | Sweco |  |  |  | Multiple buildings - reuse of street facing façade, retention of structure, some exisisting steel substructure elements reused. |  | 0 | 0 | [7 empty] | 2020-06-11 | 2021-12-13 | The Royal Borough of Kensington and Chelsea ¦ Planning Search (rbkc.gov.uk) https://planningsearch.rbkc.gov.uk/publisher/mvc/listDocuments?identifier=Planning&ref=PP/20/03216
St James's Market Phase 2 | Westminster | 26239 | OneClick LCA | Offices | Offices + Retail | Office & Retail | Arup Internal Database |  | Assessment 1 | 1003 | 1000 | 2163 | 2250 | 1003 | 1014 | 496 | 1499 | 470 | 652 | 26.2166 | -221 | [5 empty] | 166 | 470 | 154 | 624 | 790 | [6 empty] | New Build | New Build |  | Arup | [14 empty] | 2019-06-04 | 2020-06-24 | https://idoxpa.westminster.gov.uk/online-applications/applicationDetails.do?activeTab=documents&keyVal=PSTZX9RP06A00
Suthring House, 216-220 Blackfriars Road | Southwark | 39612 | One Click LCA | Offices | Mixed (Office + Residential + Public House) |  | Planning Portal |  | Assessment 2 | 604 | 600 | 3968 | 4000 |  | 604 | 68 | 671 | 57 | 3296 | 10 | -68 | 604 | 57 | 1954 | 10 | -68 | [11 empty] | New Build | New Build |  | wsp |  |  |  | Part 22 and part15 storeys + 3 basement levels, | 22 | 0 | 0 | [7 empty] | 2020-11-03 | 2022-07-20 | 20/AP/3250 ¦ Redevelopment of the site comprising demolition of the existing buildings and erection of a new part 22/part 15 storey building (with three levels of basement) comprising Office (Class E), Public House (Sui Generis), 66 flats (Class C3) and flexible Office/Community use (Class E/F2) together with public realm improvements and other associated works. ¦ Land, Including Edward Edwards House And The Prince William Pub, Suthring House, At 216-220 Blackfriars Road (north Of Nicholson Street), SE1 (southwark.gov.uk)
Thavies Inn House - 3 - 4 Holborn Circus | City of London | 12102 | OneClick LCA | Offices | Offices + Retail | Office & Retail | Planning Portal |  | Assessment 2 | 655 | 700 | 2734 | 2750 | 625 | 655 | 404 | 1029 | 385 | 1675 | 18 | -557 | 655 | 385 | 378 | 18 | -557 | 126 | 217 | 118 | 335 | 461 | [6 empty] | New Build |  |  | Sweco |  |  |  |  | 10 | [9 empty] | 2021-10-14 | 2022-12-02 | https://www.planning2.cityoflondon.gov.uk/online-applications/applicationDetails.do?activeTab=summary&keyVal=R10TXGFH0QH00
The London Television Centre | Lambeth | 93226 | One Click LCA | Offices | Office + Retail | Office | Planning Portal |  | Assessment 1 | 783 | 800 | 2315 | 2250 | 782 | 783 | 560 | 1341 | 528 | 973 | 32 | -805 | 783 | 491 | 307 | 32 | -714 | 98 | 432 | 89 | 521 | 619 | [6 empty] | New Build | New Build |  | Arup |  |  |  | 14-storey tower connected by 6-storey podium, ground-level public realm | 14 | 14 | 0 | [7 empty] | 2021-07-05 | pending | 21/02668/EIAFUL ¦ Demolition of all existing buildings and structures for a mixed-use redevelopment comprising offices, cultural spaces and retail uses with associated public realm and landscaping, servicing areas, parking and mechanical plant. This application is accompanied by an Environmental Statement (ES) which is available for inspection online with the planning application documents. ¦ The London Television Centre 60 - 72 Upper Ground London SE1 9LT (lambeth.gov.uk)
TVC Plot D |  | 16274 | OneClick LCA | Offices | Mixed | Office | Arup Internal Database | [6 empty] | Remove this whole column - not relevant | 452 | 1105 | 1557 | 334 |  | 32 | [10 empty] | 0 | [6 empty] | New Build | New Build |  | Arup |  |  |  |  | 9
TVC Plot G1 | Hammersmith and Fulham | 18079 | One Click LCA | Residential | Mixed | Commercial & Residential | Arup Internal Database | [7 empty] | 780 |  | 1275 | 462 |  | 33 | [17 empty] | New Build | New Build | [6 empty] | 24
Vine Lane | Camden | 2449 | OneClick LCA | Residential | Residential + Commercial | Commercial & Residential | Planning Portal |  | Assessment 1 | 905 | 900 | 1777 | 1750 | 900 | 905 | 358 | 1258 | 320 | 514 | 38 | -481 | [5 empty] | 248 | 267 | 119 | 386 | 634 | [6 empty] | New Build | New Build |  | Scotch Partners |  |  |  |  | 5 | [9 empty] | 2023-06-27 | pending | https://planningrecords.camden.gov.uk/Northgate/Redirection/redirect.aspx?linkid=EXDC&PARAM0=617074
Waterloo Hub Hotel development - 54 Kennington Road | Lambeth | 14125 | OneClick LCA | Residential | Residential (Hotel + Commercial) | Hotel | Planning Portal |  | Assessment 1 | 357 | 400 | 9720 | 9750 | 347 | 357 | 163 | 510 | 144 | 9199 | 19 | -308 | [5 empty] | 100 | 72 | 43 | 115 | 215 | [6 empty] | Light Extension | Repurposing - Expansive Reuse - Vertical and Horizontal Extension |  | Heyne Tillet Steel / Elementa Consulting |  |  |  | Partial demolition of existing hotel, six and seven storey rear extensions, and single storey roof extension to existing building and new 13 storey tower | 13 | 1 | 13 | [7 empty] | 2021-06-21 | 2022-10-28 | https://planning.lambeth.gov.uk/online-applications/applicationDetails.do?activeTab=summary&keyVal=QV5E0QBO08M00
Whitechapel Road Development, Plot B2 | Tower Hamlets | 2468 | OneClick LCA | Offices | Office/Lab/Flexible | Office | Arup Internal Database |  | Assessment 1 | 332 | 300 | 1287 | 1250 | 326 | 332 | 328 | 654 | 308 | 627 | 20 | -218 | 332 | 274 | 339 | 20 | -194 | 13 | 53 | 85 | 138 | 151 | [6 empty] | Light Extension |  |  | Arup |  |  |  | minor repairs to existing slab, repairs to existing frame, hybrid timber and steel framing single storey extension, repair and cleaning of existing brickwork external walls. |  | 1 | 0 | [7 empty] | 2022-01-31 | pending | https://development.towerhamlets.gov.uk/online-applications/applicationDetails.do?keyVal=DCAPR_136942&activeTab=summary
Whitechapel Road Development, Plot B3 | Tower Hamlets | 22233 | OneClick LCA | Offices | Office/Lab/Flexible | Office | Arup Internal Database |  | Assessment 1 | 777 | 800 | 2172 | 2250 | 729 | 777 | 689 | 1418 | 611 | 706 | 78 | -589 | 779 | 563 | 387 | 78 | -523 | 119 | 255 | 182 | 437 | 556 | [6 empty] | New Build |  |  | Arup |  |  |  | Ground + 6 storeys + plant | 6 | [9 empty] | 2022-01-31 | pending | https://development.towerhamlets.gov.uk/online-applications/applicationDetails.do?keyVal=DCAPR_136942&activeTab=summary
Whitechapel Road Development, Plot C | Tower Hamlets | 15620 | OneClick LCA | Offices | Office/Lab/Flexible | Office | Arup Internal Database |  | Assessment 1 | 771 | 800 | 2164 | 2250 | 713 | 771 | 580 | 1293 | 490 | 813 | 90 | -610 | 771 | 442 | 440 | 90 | -542 | 108 | 247 | 183 | 430 | 538 | [6 empty] | New Build |  |  | Arup |  |  |  | Ground + 6 storeys + plant | 6 | [9 empty] | 2022-01-31 | pending | https://development.towerhamlets.gov.uk/online-applications/applicationDetails.do?keyVal=DCAPR_136942&activeTab=summary
Whitechapel Road Development, Plot D1 | Tower Hamlets | 41470 | OneClick LCA | Offices | Office/Lab/Flexible | Office | Arup Internal Database |  | Assessment 1 | 944 | 900 | 2048 | 2000 | 934 | 944 | 443 | 1378 | 405 | 660 | 38 | -745 | 944 | 376 | 357 | 38 | -662 | 77 | 344 | 240 | 584 | 661 | [6 empty] | New Build |  |  | Arup |  |  |  | Ground + 15 storeys + 2 plant | 15 | [9 empty] | 2022-01-31 | pending | https://development.towerhamlets.gov.uk/online-applications/applicationDetails.do?keyVal=DCAPR_136942&activeTab=summary
Warnford Court | City of London | 9108 | OneClick LCA | Offices | Offices | Office | Planning Portal |  | Assessment 1 | 620 | 600 | 1010 | 1000 |  | 620 | 390 | 1010 | 332 | 800 | 80 | -250 | [5 empty] | 89 | 208 | 107 | 315 | 404 | 1885 | No | Masonry and steel | 5 | RC Cores / shear walls | 6795 | Heavy Extension | Repurposing - Expansive Reuse - Vertical Extension | Capacity enhancement | Arup | Heyne Tillet Steele | Arup | Carmody Groarke | emolition of the fourth and fifth floors, and construction of a part four-part five storey extension to create a seven storey building for office (Class E) use; creation of roof top plant and terrace space; alterations to the facades and creation of new entrances. | 7 | 3 | 0 | 1881 | 134% | Reinforced Concrete | RC Cores / shear walls | None required | No | New and retained basement | 2023-02-07 | pending | https://www.planning2.cityoflondon.gov.uk/online-applications/applicationDetails.do?activeTab=documents&keyVal=RPPYBXFHJUH00
90 Long Acre | Westminster | 35148 | PECC (Structural Only) | Offices | Mixed | Office | Arup Internal Database | 4 | [5 empty] | Remove this whole column - not relevant |  | 0 | [10 empty] | 18 | 94 |  |  | 112 | 1979 | No | Reinforced Concrete | 10 | RC Cores / shear walls | 26371 | Heavy Extension | Repurposing - Expansive Reuse - Vertical and Horizontal Extension | Load balancing at all levels | Arup | Arup | Arup | Gensler | Demolition up to ground level of parts of structure, replaced with new build on new foundations to achieve additional area. Some parts of the existing structure were extended vertically by two storeys. | 10 | 2 | 10 | 6065 | 133.3% | Reinforced Concrete | None | None required | No | New and retained basement
Note on G1: [Threaded comment] Your version of Excel allows you to read this threaded comment; however, any edits to it will get removed if the file is opened in a newer version of Excel. Learn more: https://go.microsoft.com/fwlink/?linkid=870924 Comment: What is the difference between type and typology?
Note on K1: Patrick Sullivan: Minimum value of C19 or K19 from WLCA and manually subtract seq.
Note on L1: Patrick Sullivan: Round previous colum to nearest 100
Note on M1: Patrick Sullivan: No data input needed, uses formula
Note on N1: Patrick Sullivan: Previous column round to nearest 250
Note on O1: Patrick Sullivan: Can be C19 in WLCA template, double check inclusion of seq. carbon
Note on P1: Patrick Sullivan: Can be C19 in WLCA template, double check exclusion of seq. carbon
Note on Q1: Patrick Sullivan: Sum of B1-B5 and C excl. seq. B1-B5 always column G to K in WLCA, C always column O to R
Note on R1: Patrick Sullivan: Sum of previous two columns with manually subtracted seq.
Note on S1: Patrick Sullivan: Always F19 in WLCA
Note on T1: Patrick Sullivan: Always G19 in WLCA
Note on U1: Patrick Sullivan: Always H19 in WLCA
Note on V1: Patrick Sullivan: Always I19 in WLCA
Note on W1: Patrick Sullivan: Not usually affected by decarbonisation, likely the same value as As1
Note on X1: Patrick Sullivan: Always L19 in WLCA
Note on Y1: Patrick Sullivan: Always M19 in WLCA
Note on Z1: Patrick Sullivan: Always N19 in WLCA
Note on AA1: Patrick Sullivan: Always O19 in WLCA
Note on AB1: Patrick Sullivan: In WLCA, columns C:F summed for row "Substructure" divided by GIA (always cell C6)
Note on AC1: Patrick Sullivan: In WLCA, columns C:F summed for rows "Superstructure 2.1 to 2.3" divided by GIA (always cell C6)
Note on AD1: Patrick Sullivan: In WLCA, columns C:F summed for rows "Superstructure 2.4 to 2.8" divided by GIA (always cell C6)
Note on AE1: Patrick Sullivan: In WLCA, columns C:F summed for row "Superstructure" divided by GIA (always cell C6)
Note on AF1: Patrick Sullivan: Sum of previous two columns, use formula
Note on T4: Patrick Sullivan: No clear reporting of B6/B7 in WLCA or sustainability statement
Note on W4: Patrick Sullivan: No As2 in WLCA
Note on AC4: Patrick Sullivan: Incl. 2.4
Note on AD4: Patrick Sullivan: Excl. 2.4
Note on A22: Patrick Sullivan: No WLCA on planning portal (pre 2021)
Note on A36: Patrick Sullivan: Part of wider planning application, use sub-site WLCA
Note on B36: [Threaded comment] Your version of Excel allows you to read this threaded comment; however, any edits to it will get removed if the file is opened in a newer version of Excel. Learn more: https://go.microsoft.com/fwlink/?linkid=870924 Comment: Split Museum st into the constituent buildings (individual WLCA in the WLCA report)
Note on W36: Patrick Sullivan: No As2 in WLCA
Note on A101: Patrick Sullivan: No WLCA on planning portal (pre 2021) and no data found on Arup SharePoint so far
Note on O102: Patrick Sullivan: Value taken from LCA Results Spreadsheet in Arup work folder for 10 Spring Gardens on SharePoint
Note on W104: Patrick Sullivan: No As2 in the WLCA
Note on AE104: Patrick Sullivan: Large seq. carbon included in the WLCA
Note on O105: Patrick Sullivan: No seq. carbon in this assessment
Note on S105: Patrick Sullivan: Assessment did not include B1
Note on T105: Patrick Sullivan: No B6-B7 reported in assessment
Note on W105: Patrick Sullivan: No As2 in assessment
Note on O106: Patrick Sullivan: No seq. carbon reported
Note on V106: Patrick Sullivan: No D reported
Note on W106: Patrick Sullivan: No As2 reported
Note on J107: Patrick Sullivan: Not included in report
Note on O107: Patrick Sullivan: Seq. carbon included in WLCA but negligible (< 1 kg CO2e / m2)
Note on T108: Patrick Sullivan: Appears they may not have multiplied B6 by the 60 year lifespan
Note on Y108: Patrick Sullivan: Appears they may not have multipled B6 by the 60 year lifespan
Note on A109: Patrick Sullivan: Duplicate of 14-21 Holborn Viaduct
Note on W110: Patrick Sullivan: No As2 in WLCA
Note on Y112: Patrick Sullivan: WLC wrongly reports the same B6-B7 for both As1 and As2
Note on A113: Patrick Sullivan: Part of wider planning application, use sub-site WLCA
Note on W113: Patrick Sullivan: No As2 in WLCA
Note on A114: Patrick Sullivan: Part of wider planning application, use sub-site WLCA
Note on W116: Patrick Sullivan: No As2 in WLCA
Note on W117: Patrick Sullivan: No As2 in WLCA
Note on AC117: Patrick Sullivan: Defined as "frame" rather than 2.1-2.3
Note on AD117: Patrick Sullivan: Defined as "Envelope and partitions" rather than 2.4-2.8
Note on W118: Patrick Sullivan: No As2 in WLCA
Note on J119: Patrick Sullivan: Not included in WLCA
Note on M120: Patrick Sullivan: No clear operational data
Note on O120: Patrick Sullivan: No seq reported
Note on Q120: Patrick Sullivan:
Note on R120: Patrick Sullivan: No data
Note on S120: Patrick Sullivan: No breakdown
Note on W120: Patrick Sullivan: No As2
Note on T121: Patrick Sullivan: Value sourced in Energy Statement, not included in WLCA
Note on W121: Patrick Sullivan: No As2 in WLCA
Note on AC121: Patrick Sullivan: No subtotals underneath superstructure in WLCA
Note on AD121: Patrick Sullivan: No subtotals underneath superstructure in WLCA
Note on M123: Patrick Sullivan: No B6
Note on W125: Patrick Sullivan: No As2 in WLCA
Note on AB126: Patrick Sullivan: Not reported
Note on AE126: Patrick Sullivan: Not reported
Note on A127: Patrick Sullivan: Unclear where existing numbers have been sourced from. No breakdown in planning portal
Note on C128: Patrick Sullivan: WLCA results assumed 15118m2 GIA from 15165m2 GIFA
Note on W128: Patrick Sullivan: No As2 in WLCA
Note on W129: Patrick Sullivan: No As2 in WLCA
Note on W130: Patrick Sullivan: No As2 for this application
Note on W131: Patrick Sullivan: No As2 in WLCA
Note on W132: Patrick Sullivan: No As2 in WLCA
Note on W133: Patrick Sullivan: No As2 in WLCA
Note on W134: Patrick Sullivan: No As2 in the report
Note on A135: Patrick Sullivan: Later revision of WLCA report has lower values, but does not have related WLCA template spreadsheet. First values used.
Note on V136: Patrick Sullivan: Module D not included in WLCA
Note on W136: Patrick Sullivan: No As2 in WLCA
Note on AE136: Patrick Sullivan: Frame, façade, and internal walls/partitions reported separately in LCA
Note on K137: Patrick Sullivan: Values in report different to template. Used template values.
Note on W137: Patrick Sullivan: No As2 in WLCA
Note on W138: Patrick Sullivan: No As2 in WLCA
Note on M139: Patrick Sullivan: No operational energy in WLCA
Note on T139: Patrick Sullivan: No operational energy in WLCA
Note on W139: Patrick Sullivan: No As2
Note on W140: Patrick Sullivan: No As2 in WLCA
Note on O141: Patrick Sullivan: No seq. carbon in the WLCA
Note on AB141: Patrick Sullivan: No breakdown of subcategories given in WLCA
Note on C143: Patrick Sullivan: WLCA assumed GIFA of 20903m2 from GIA of 20864m2
Note on T143: Patrick Sullivan: Value sourced from Energy Statement report, not included in WLCA
Note on W143: Patrick Sullivan: No As2 in WLCA
Note on W144: Patrick Sullivan: No clear As2 reported
Note on A145: Patrick Sullivan: Main planning application in 2014 with no WLCA
Note on Y146: Patrick Sullivan: Corrected error of reporting in tonnes not kg
Note on O147: Patrick Sullivan: No seq. carbon in WLCA
Note on AB147: Patrick Sullivan: No breakdown included in WLCA
Note on O148: Patrick Sullivan: No reference to seq. carbon in WLCA
Note on W148: Patrick Sullivan: No As2 in WLCA
Note on A149: Patrick Sullivan: Some conflicting values in WLCA report including with template spreadsheet included in Appendix
Note on O149: Patrick Sullivan: No seq. carbon included in WLCA
Note on AC149: Patrick Sullivan: Including 2.4
Note on C150: Patrick Sullivan: WLCA incorrectly uses GIA of 6917m2 rather than 8529. Unclear where this comes from. Data here calculated using 8529.
Note on V151: Patrick Sullivan: No Module D reported in WLCA
Note on W151: Patrick Sullivan: As2 taken from previous revision of WLCA report
Note on W155: Patrick Sullivan: No As2 in WLCA
Note on O156: Patrick Sullivan: No seq. carbon reported in WLCA
Note on V156: Patrick Sullivan: No Module D reported in WLCA
Note on W156: Patrick Sullivan: No As2 reported in WLCA
Note on W157: Patrick Sullivan: No As2 in WLCA
Note on W159: Patrick Sullivan: No As2 in the WLCA
Note on M160: Patrick Sullivan: Unable to report without B6 and B7
Note on T160: Patrick Sullivan: No B6-B7 reported in WLCA, not clear in Energy Statement
Note on V160: Patrick Sullivan: No Module D reported in WLCA
Note on AB160: Patrick Sullivan: No data available in WLCA
Note on W161: Patrick Sullivan: No As2 in WLCA
Note on AC161: Patrick Sullivan: Includes 2.4
Note on AD161: Patrick Sullivan: Excludes 2.4
Note on P162: Patrick Sullivan: Report wrongly states 613 when data presented states otherwise.
Note on W162: Patrick Sullivan: No As2 in WLCA
Note on O163: Patrick Sullivan: No seq. carbon in the WLCA
Note on AC163: Patrick Sullivan: Including 2.4
Note on V164: Patrick Sullivan: Module D not reported
Note on X164: Patrick Sullivan: No template for As2, all As2 data from report without further detail
Note on A165: Patrick Sullivan: Several WLCAs in application. July 2022 template used for As1 and Feb 2022 template used for As2 (updated to July 2022 As1 values if no changes from Feb 2022 As1)
Note on O166: Patrick Sullivan: No seq. carbon in this assessment
Note on Y166: Patrick Sullivan: Included in report but not template
Note on C167: Patrick Sullivan: Office: 6266.2 Residential: 3021.9 Total: 9450.1 with some flexible space
Note on P167: Patrick Sullivan: It is not clear if seq. carbon is already included in the data for A1-A3. Negative values for some building elements raise doubt.
Note on W167: Patrick Sullivan: No As2 in WLCA
Note on AB167: Patrick Sullivan: Assuming seq. carbon already included in A1-A3. Different assumption to values to left.
Note on W168: Patrick Sullivan: No As2 in WLCA
Note on W169: Patrick Sullivan: No As2 in WLCA
Note on W170: Patrick Sullivan: No As2 in WLCA
Note on A171: Patrick Sullivan: Site A only
Note on W171: Patrick Sullivan: No As2 in the report
Note on M174: Patrick Sullivan: WLCA reported 1167, however this is clearly wrong from the subtotals reported and the B6-B7 results reported in the Energy Statement. No template or clear working elsewhere.
Note on O174: Patrick Sullivan: No seq. carbon reported in WLCA.
Note on S174: Patrick Sullivan: No detail included in WLCA.
Note on T174: Patrick Sullivan: Extracted from Energy Statement, not reported in WLCA.
Note on W174: Patrick Sullivan: No As2 in WLCA
Note on O175: Patrick Sullivan: Seq. carbon not included in report
Note on P175: Patrick Sullivan: Conflicting numbers in report for As1, unclear which are correct
Note on S175: Patrick Sullivan: As.1 and As.2 included in report but conflicting numbers for As1 in particular
Note on W178: Patrick Sullivan: No As2 in WLCA
Note on W179: Patrick Sullivan: No As2 in WLCA
Note on W180: Patrick Sullivan: No As2 in the WLCA
Note on W183: Patrick Sullivan: No As2 in WLCA
Note on W184: Patrick Sullivan: No As2 in WLCA
Note on W187: Patrick Sullivan: No As2 in WLCA
Note on S188: Patrick Sullivan: Unable to calculate B from C due reporting of both for FFE and MEP in LCA
Note on AE188: Patrick Sullivan: Frame, façade and internal walls/partitions reported separately in LCA
Note on J189: Patrick Sullivan: Not included in WLCA
Note on AC189: Patrick Sullivan: Includes 2.4
Note on AD189: Patrick Sullivan: Excludes 2.4
Note on O190: Patrick Sullivan: No seq. carbon included in WLCA
Note on W190: Patrick Sullivan: No As2 in WLCA
Note on AC190: Patrick Sullivan: No detail beyond superstructure
Note on A191: Patrick Sullivan: Planning application with documents not found. 2015/5946/P was found to be related but without docs. docum
Note on W192: Patrick Sullivan: No As2 in WLCA
Note on O193: Patrick Sullivan: No seq. carbon in this assessment
Note on V193: Patrick Sullivan: No Module D in this assessment
Note on AA193: Patrick Sullivan: Not reported in this assessment
Note on AB193: Patrick Sullivan: Not reported
Note on AE193: Patrick Sullivan: Not reported
Note on AF193: Patrick Sullivan: Not reported
Note on J194: Patrick Sullivan: Not specified
Note on AA194: Patrick Sullivan: Not specified any different from As2 in WLCA report
Note on O195: Patrick Sullivan: Not reported
Note on O196: Patrick Sullivan: No seq. carbon included in WLCA
Note on O197: Patrick Sullivan: Not reported
Note on AB197: Patrick Sullivan: Value for whole Royal Mint Court site
Note on AE197: Patrick Sullivan: Value for whole Royal Mint Court site
Note on AF197: Patrick Sullivan: Value for whole Royal Mint Court site
Note on O198: Patrick Sullivan: Not reported
Note on W199: Patrick Sullivan: No As2 in WLCA
Note on W200: Patrick Sullivan: No As2 in WLCA
Note on W201: Patrick Sullivan: No As2 in WLCA
Note on W204: Patrick Sullivan: No As2 in WLCA
Note on M205: Patrick Sullivan: WLCA report includes an uncharacterised row of extra data not included in GLA template. This row is excluded here.
Note on W207: Patrick Sullivan: No As2 in WLCA
Note on O208: Patrick Sullivan: No seq carbon in WLCA
Note on AB208: Patrick Sullivan: No details available in WLCA
Note on A213: Patrick Sullivan: Part of wider planning application, use sub-site WLCA
Note on W213: Patrick Sullivan: No As2 in WLCA
Note on A214: Patrick Sullivan: Different results presented in Circular Economy statement to the WLCA presented here
Note on W214: Patrick Sullivan: No As2 reported in WLCA

## Comparison to NZCB (hidden)
| New Build | All projects | New Build | Refurbishment | GLA Current Benchmark | GLA Aspirational/ LETI 2020
All projects (mean) | 568 | 613 | 728 | 506
Office (mean) | 618 | 616 | 748 | 515 | 950 | 600
All projects (median) | 561 | 616 | 732 | 479
Office (median) | 592 | 614 | 759 | 480
|  | Refurbishment | 460
|  | Reuse Rebuild | 470 | 102.2% | 0.27692
|  | New Build | 650 | 141.3%
|  | New Build with façade retention | 680 | 147.8%

## Normal distributions (hidden)
New build A1-A5 | y | Bins | Count | New build A-C | y | Bins | Count | Refurbs A1-A5 | y | Bins | Count | Refurbs A-C | y | Bins | Count | Mean NB A1-A5 | SD NB A1-A5 | x | y | Mean NB A-C | SD NB A-C | x | y | Mean R A1-A5 | SD R A1-A5 | x | y | Mean R A-C | SD R A-C | x | y
757 | 0.0020344 | 100 | 0 | 1798 | 0.00054716 | 250 | 0 | 415 | 0.0016837 | 100 | 2 | 858 | 0.0001332 | 250 | 0 | 741.3016 | 195.4647 | 0 | 1.5367e-06 | 2058.7903 | 676.9704 | 150 | 1.1066e-05 | 529.7846 | 201.4297 | 0 | 6.2325e-05 | 1999.1803 | 654.2454 | 150 | 1.1232e-05
761 | 0.0020307 | 300 | 0 | 1792 | 0.00054527 | 750 | 1 | 472 | 0.0019007 | 300 | 14 | 2324 | 0.00053907 | 750 | 2 |  |  | 10 | 1.8633e-06 |  |  | 160 | 1.1535e-05 |  |  | 10 | 7.0931e-05 |  |  | 160 | 1.1726e-05
576 | 0.0014274 | 500 | 13 | 1489 | 0.00041353 | 1250 | 11 | 1078 | 4.879e-05 | 500 | 25 | 2692 | 0.00034807 | 1250 | 12 |  |  | 20 | 2.2534e-06 |  |  | 170 | 1.2022e-05 |  |  | 20 | 8.0526e-05 |  |  | 170 | 1.2239e-05
749 | 0.0020394 | 700 | 30 | 3617 | 4.1677e-05 | 1750 | 18 | 346 | 0.0013062 | 700 | 19 | 1274 | 0.0003299 | 1750 | 17 |  |  | 30 | 2.7181e-06 |  |  | 180 | 1.2526e-05 |  |  | 30 | 9.1194e-05 |  |  | 180 | 1.2772e-05
801 | 0.001948 | 900 | 16 | 1691 | 0.00050845 | 2250 | 20 | 183 | 0.00044996 | 900 | 2 | 1653 | 0.00053012 | 2250 | 20 |  |  | 40 | 3.27e-06 |  |  | 190 | 1.3049e-05 |  |  | 40 | 0.00010302 |  |  | 190 | 1.3325e-05
740 | 0.0020409 | 1100 | 2 | 1785 | 0.00054303 | 2750 | 6 | 1007 | 0.00011967 | 1100 | 3 | 2446 | 0.00048293 | 2750 | 5 |  |  | 50 | 3.9237e-06 |  |  | 200 | 1.3591e-05 |  |  | 50 | 0.0001161 |  |  | 200 | 1.3899e-05
822 | 0.0018743 | 1300 | 1 | 2095 | 0.00058846 | 3250 | 3 | 480 | 0.001921 | 1300 | 0 | 2074 | 0.0006058 | 3250 | 4 |  |  | 60 | 4.6958e-06 |  |  | 210 | 1.4152e-05 |  |  | 60 | 0.00013051 |  |  | 210 | 1.4494e-05
650 | 0.0018301 | 1500 | 1 | 2178 | 0.00058024 | 3750 | 3 | 372 | 0.0014573 | 1500 | 0 | 2188 | 0.0005849 | 3750 | 1 |  |  | 70 | 5.6051e-06 |  |  | 220 | 1.4733e-05 |  |  | 70 | 0.00014635 |  |  | 220 | 1.5111e-05
997 | 0.00086745 |  |  | 1807 | 0.00054992 |  |  | 472 | 0.0019007 |  |  | 1424 | 0.00041432 |  |  |  |  | 80 | 6.673e-06 |  |  | 230 | 1.5334e-05 |  |  | 80 | 0.00016371 |  |  | 230 | 1.575e-05
863 | 0.0016814 |  |  | 1095 | 0.0002139 |  |  | 387 | 0.0015405 |  |  | 1971 | 0.00060921 |  |  |  |  | 90 | 7.9237e-06 |  |  | 240 | 1.5957e-05 |  |  | 90 | 0.00018267 |  |  | 240 | 1.6413e-05
891 | 0.0015222 |  |  | 2328 | 0.0005445 |  |  | 760 | 0.0010307 |  |  | 1612 | 0.00051182 |  |  |  |  | 100 | 9.3841e-06 |  |  | 250 | 1.6601e-05 |  |  | 100 | 0.00020334 |  |  | 250 | 1.71e-05
784 | 0.0019929 |  |  | 864 | 0.00012415 |  |  | 781 | 0.00090998 |  |  | 2324 | 0.00053907 |  |  |  |  | 110 | 1.1085e-05 |  |  | 260 | 1.7267e-05 |  |  | 110 | 0.00022578 |  |  | 260 | 1.7811e-05
818 | 0.0018898 |  |  | 3967 | 1.1093e-05 |  |  | 641 | 0.0017006 |  |  | 1429 | 0.0004171 |  |  |  |  | 120 | 1.3059e-05 |  |  | 270 | 1.7956e-05 |  |  | 120 | 0.00025008 |  |  | 270 | 1.8547e-05
438 | 0.00061236 |  |  | 1300 | 0.00031444 |  |  | 582 | 0.0019151 |  |  | 2357 | 0.00052507 |  |  |  |  | 130 | 1.5345e-05 |  |  | 280 | 1.8669e-05 |  |  | 130 | 0.00027632 |  |  | 280 | 1.931e-05
992 | 0.00089667 |  |  | 1147 | 0.00023792 |  |  | 453 | 0.0018418 |  |  | 2230 | 0.00057298 |  |  |  |  | 140 | 1.7984e-05 |  |  | 290 | 1.9406e-05 |  |  | 140 | 0.00030455 |  |  | 290 | 2.0099e-05
752 | 0.0020379 |  |  | 2024 | 0.00058853 |  |  | 637 | 0.001719 |  |  | 2445 | 0.00048344 |  |  |  |  | 150 | 2.1022e-05 |  |  | 300 | 2.0167e-05 |  |  | 150 | 0.00033485 |  |  | 300 | 2.0915e-05
604 | 0.0015948 |  |  | 1842 | 0.00055985 |  |  | 324 | 0.0011753 |  |  | 3817 | 1.2846e-05 |  |  |  |  | 160 | 2.4508e-05 |  |  | 310 | 2.0954e-05 |  |  | 160 | 0.00036725 |  |  | 310 | 2.1759e-05
918 | 0.0013564 |  |  | 1638 | 0.00048578 |  |  | 423 | 0.0017209 |  |  | 1748 | 0.00056645 |  |  |  |  | 170 | 2.8498e-05 |  |  | 320 | 2.1767e-05 |  |  | 170 | 0.0004018 |  |  | 320 | 2.2633e-05
749 | 0.0020394 |  |  | 2122 | 0.00058674 |  |  | 468 | 0.0018895 |  |  | 1190 | 0.00028379 |  |  |  |  | 180 | 3.3052e-05 |  |  | 330 | 2.2606e-05 |  |  | 180 | 0.00043852 |  |  | 330 | 2.3535e-05
535 | 0.0011694 |  |  | 2835 | 0.0003054 |  |  | 777 | 0.00093262 |  |  | 1117 | 0.00024567 |  |  |  |  | 190 | 3.8232e-05 |  |  | 340 | 2.3472e-05 |  |  | 190 | 0.00047741 |  |  | 340 | 2.4469e-05
803 | 0.0019418 |  |  | 2001 | 0.00058716 |  |  | 206 | 0.00054414 |  |  | 1033 | 0.00020492 |  |  |  |  | 200 | 4.4109e-05 |  |  | 350 | 2.4367e-05 |  |  | 200 | 0.00051847 |  |  | 350 | 2.5433e-05
674 | 0.0019235 |  |  | 1522 | 0.00043034 |  |  | 518 | 0.0019772 |  |  | 1783 | 0.00057738 |  |  |  |  | 210 | 5.0756e-05 |  |  | 360 | 2.529e-05 |  |  | 210 | 0.00056168 |  |  | 360 | 2.6429e-05
623 | 0.0016994 |  |  | 2222 | 0.00057243 |  |  | 675 | 0.0015273 |  |  | 2333 | 0.00053535 |  |  |  |  | 220 | 5.8252e-05 |  |  | 370 | 2.6242e-05 |  |  | 220 | 0.00060699 |  |  | 370 | 2.7457e-05
683 | 0.0019522 |  |  | 1429 | 0.0003823 |  |  | 693 | 0.0014263 |  |  | 2387 | 0.00051153 |  |  |  |  | 230 | 6.6681e-05 |  |  | 380 | 2.7224e-05 |  |  | 230 | 0.00065435 |  |  | 380 | 2.8519e-05
829 | 0.0018456 |  |  | 2512 | 0.000471 |  |  | 665 | 0.001581 |  |  | 1857 | 0.00059554 |  |  |  |  | 240 | 7.613e-05 |  |  | 390 | 2.8237e-05 |  |  | 240 | 0.00070366 |  |  | 390 | 2.9615e-05
675 | 0.0019269 |  |  | 2458 | 0.00049525 |  |  | 635 | 0.001728 |  |  | 1205 | 0.00029188 |  |  |  |  | 250 | 8.669e-05 |  |  | 400 | 2.9281e-05 |  |  | 250 | 0.00075482 |  |  | 400 | 3.0746e-05
823 | 0.0018703 |  |  | 1033 | 0.00018697 |  |  | 291 | 0.00098092 |  |  | 2190 | 0.00058438 |  |  |  |  | 260 | 9.8457e-05 |  |  | 410 | 3.0357e-05 |  |  | 260 | 0.00080771 |  |  | 410 | 3.1913e-05
896 | 0.0014922 |  |  | 1896 | 0.00057251 |  |  | 815 | 0.00072681 |  |  | 2330 | 0.0005366 |  |  |  |  | 270 | 0.00011153 |  |  | 420 | 3.1465e-05 |  |  | 270 | 0.00086218 |  |  | 420 | 3.3116e-05
642 | 0.0017939 |  |  | 2485 | 0.00048336 |  |  | 674 | 0.0015328 |  |  | 1589 | 0.00050097 |  |  |  |  | 280 | 0.00012601 |  |  | 430 | 3.2607e-05 |  |  | 280 | 0.00091806 |  |  | 430 | 3.4356e-05
1021 | 0.00073318 |  |  | 2017 | 0.00058818 |  |  | 225 | 0.00063042 |  |  | 1564 | 0.00048876 |  |  |  |  | 290 | 0.00014199 |  |  | 440 | 3.3783e-05 |  |  | 290 | 0.00097515 |  |  | 440 | 3.5635e-05
627 | 0.0017202 |  |  | 1107 | 0.00021933 |  |  | 581 | 0.0019176 |  |  | 3223 | 0.00010601 |  |  |  |  | 300 | 0.00015958 |  |  | 450 | 3.4994e-05 |  |  | 300 | 0.0010332 |  |  | 450 | 3.6953e-05
580 | 0.001452 |  |  | 3151 | 0.00016036 |  |  | 415 | 0.0016837 |  |  | 1362 | 0.00037949 |  |  |  |  | 310 | 0.00017889 |  |  | 460 | 3.624e-05 |  |  | 310 | 0.0010921 |  |  | 460 | 3.831e-05
762 | 0.0020296 |  |  | 1344 | 0.00033748 |  |  | 555 | 0.0019651 |  |  | 1847 | 0.0005935 |  |  |  |  | 320 | 0.00020001 |  |  | 470 | 3.7523e-05 |  |  | 320 | 0.0011515 |  |  | 470 | 3.9708e-05
779 | 0.0020034 |  |  | 1924 | 0.00057774 |  |  | 615 | 0.001811 |  |  | 1002 | 0.00019086 |  |  |  |  | 330 | 0.00022303 |  |  | 480 | 3.8842e-05 |  |  | 330 | 0.0012111 |  |  | 480 | 4.1148e-05
757 | 0.0020344 |  |  | 1470 | 0.00040372 |  |  | 227 | 0.00063993 |  |  | 2383 | 0.00051337 |  |  |  |  | 340 | 0.00024806 |  |  | 490 | 4.0199e-05 |  |  | 340 | 0.0012706 |  |  | 490 | 4.2629e-05
732 | 0.0020387 |  |  | 2451 | 0.00049826 |  |  | 778 | 0.00092694 |  |  | 2646 | 0.00037404 |  |  |  |  | 350 | 0.00027517 |  |  | 500 | 4.1594e-05 |  |  | 350 | 0.0013298 |  |  | 500 | 4.4154e-05
704 | 0.0020042 |  |  | 2730 | 0.00036047 |  |  | 456 | 0.001852 |  |  | 2256 | 0.00056456 |  |  |  |  | 360 | 0.00030445 |  |  | 510 | 4.3029e-05 |  |  | 360 | 0.0013884 |  |  | 510 | 4.5723e-05
433 | 0.00058833 |  |  | 2300 | 0.00055306 |  |  | 614 | 0.0018148 |  |  | 3199 | 0.00011347 |  |  |  |  | 370 | 0.00033596 |  |  | 520 | 4.4503e-05 |  |  | 370 | 0.0014459 |  |  | 520 | 4.7336e-05
697 | 0.0019892 |  |  | 1954 | 0.00058229 |  |  | 530 | 0.0019806 |  |  | 2295 | 0.00055052 |  |  |  |  | 380 | 0.00036976 |  |  | 530 | 4.6018e-05 |  |  | 380 | 0.0015022 |  |  | 530 | 4.8994e-05
423 | 0.00054201 |  |  | 2737 | 0.00035678 |  |  | 743 | 0.0011311 |  |  | 1696 | 0.00054769 |  |  |  |  | 390 | 0.0004059 |  |  | 540 | 4.7573e-05 |  |  | 390 | 0.0015567 |  |  | 540 | 5.0699e-05
416 | 0.00051098 |  |  | 1230 | 0.00027853 |  |  | 562 | 0.0019554 |  |  | 1927 | 0.00060607 |  |  |  |  | 400 | 0.00044441 |  |  | 550 | 4.9171e-05 |  |  | 400 | 0.0016093 |  |  | 550 | 5.2451e-05
488 | 0.00088141 |  |  | 3476 | 6.5868e-05 |  |  | 461 | 0.0018684 |  |  | 2976 | 0.00020004 |  |  |  |  | 410 | 0.0004853 |  |  | 560 | 5.0811e-05 |  |  | 410 | 0.0016596 |  |  | 560 | 5.4251e-05
840 | 0.0017967 |  |  | 1625 | 0.00047993 |  |  | 425 | 0.0017299 |  |  | 3440 | 5.3953e-05 |  |  |  |  | 420 | 0.00052857 |  |  | 570 | 5.2495e-05 |  |  | 420 | 0.0017072 |  |  | 570 | 5.61e-05
998 | 0.00086165 |  |  | 2543 | 0.0004563 |  |  | 401 | 0.0016144 |  |  | 2067 | 0.00060651 |  |  |  |  | 430 | 0.00057419 |  |  | 580 | 5.4222e-05 |  |  | 430 | 0.0017519 |  |  | 580 | 5.7998e-05
691 | 0.0019745 |  |  | 3199 | 0.00014267 |  |  | 418 | 0.0016979 |  |  | 1675 | 0.00053933 |  |  |  |  | 440 | 0.00062212 |  |  | 590 | 5.5994e-05 |  |  | 440 | 0.0017933 |  |  | 590 | 5.9946e-05
697 | 0.0019892 |  |  | 1763 | 0.00053565 |  |  | 383 | 0.0015187 |  |  | 2299 | 0.00054899 |  |  |  |  | 450 | 0.00067229 |  |  | 600 | 5.7812e-05 |  |  | 450 | 0.0018311 |  |  | 600 | 6.1945e-05
571 | 0.0013964 |  |  | 2053 | 0.00058928 |  |  | 474 | 0.001906 |  |  | 2214 | 0.00057777 |  |  |  |  | 460 | 0.0007246 |  |  | 610 | 5.9675e-05 |  |  | 460 | 0.0018652 |  |  | 610 | 6.3996e-05
590 | 0.0015126 |  |  | 1779 | 0.00054106 |  |  | 619 | 0.0017955 |  |  | 2044 | 0.00060835 |  |  |  |  | 470 | 0.00077895 |  |  | 620 | 6.1585e-05 |  |  | 470 | 0.0018952 |  |  | 620 | 6.6099e-05
421 | 0.00053303 |  |  | 1623 | 0.00047902 |  |  | 642 | 0.0016959 |  |  | 1691 | 0.00054574 |  |  |  |  | 480 | 0.00083518 |  |  | 630 | 6.3542e-05 |  |  | 480 | 0.001921 |  |  | 630 | 6.8256e-05
487 | 0.00087557 |  |  | 2297 | 0.00055393 |  |  | 867 | 0.00048775 |  |  | 844 | 0.00012829 |  |  |  |  | 490 | 0.00089313 |  |  | 640 | 6.5547e-05 |  |  | 490 | 0.0019423 |  |  | 640 | 7.0466e-05
1309 | 3.0071e-05 |  |  | 2006 | 0.00058752 |  |  | 652 | 0.0016476 |  |  | 2526 | 0.00044093 |  |  |  |  | 500 | 0.0009526 |  |  | 650 | 6.7601e-05 |  |  | 500 | 0.001959 |  |  | 650 | 7.2731e-05
1459 | 2.4116e-06 |  |  | 1396 | 0.00036492 |  |  | 579 | 0.0019223 |  |  | 3359 | 7.0323e-05 |  |  |  |  | 510 | 0.0010134 |  |  | 660 | 6.9703e-05 |  |  | 510 | 0.001971 |  |  | 660 | 7.5051e-05
690 | 0.0019719 |  |  | 2163 | 0.00058236 |  |  | 404 | 0.0016297 |  |  | 1713 | 0.00055414 |  |  |  |  | 520 | 0.0010752 |  |  | 670 | 7.1856e-05 |  |  | 520 | 0.0019782 |  |  | 670 | 7.7428e-05
1014 | 0.00077124 |  |  | 3968 | 1.1046e-05 |  |  | 562 | 0.0019554 |  |  | 2603 | 0.0003983 |  |  |  |  | 530 | 0.0011378 |  |  | 680 | 7.4059e-05 |  |  | 530 | 0.0019806 |  |  | 680 | 7.986e-05
655 | 0.0018514 |  |  | 2734 | 0.00035836 |  |  | 488 | 0.0019384 |  |  | 1350 | 0.00037271 |  |  |  |  | 540 | 0.001201 |  |  | 690 | 7.6312e-05 |  |  | 540 | 0.001978 |  |  | 690 | 8.235e-05
783 | 0.0019951 |  |  | 2315 | 0.00054858 |  |  | 616 | 0.0018072 |  |  | 1564 | 0.00048876 |  |  |  |  | 550 | 0.0012643 |  |  | 700 | 7.8617e-05 |  |  | 550 | 0.0019706 |  |  | 700 | 8.4898e-05
452 | 0.00068259 |  |  | 1557 | 0.00044775 |  |  | 333 | 0.001229 |  |  | 2182 | 0.00058643 |  |  |  |  | 560 | 0.0013275 |  |  | 710 | 8.0974e-05 |  |  | 560 | 0.0019584 |  |  | 710 | 8.7504e-05
777 | 0.0020072 |  |  | 1600 | 0.00046839 |  |  | 250 | 0.00075482 |  |  | 1123 | 0.00024872 |  |  |  |  | 570 | 0.0013902 |  |  | 720 | 8.3384e-05 |  |  | 570 | 0.0019415 |  |  | 720 | 9.0169e-05
771 | 0.0020176 |  |  | 1777 | 0.0005404 |  |  | 1007 | 0.00011967 |  |  | 1880 | 0.00059974 |  |  |  |  | 580 | 0.001452 |  |  | 730 | 8.5846e-05 |  |  | 580 | 0.00192 |  |  | 730 | 9.2894e-05
944 | 0.0011921 |  |  | 2172 | 0.00058112 |  |  | 297 | 0.0010157 |  |  | 1833 | 0.00059042 |  |  |  |  | 590 | 0.0015126 |  |  | 740 | 8.8362e-05 |  |  | 590 | 0.001894 |  |  | 740 | 9.5678e-05
604 | 0.0015948 |  |  | 2164 | 0.00058223 |  |  | 138 | 0.00029874 |  |  | 1287 | 0.00033718 |  |  |  |  | 600 | 0.0015717 |  |  | 750 | 9.0932e-05 |  |  | 600 | 0.0018638 |  |  | 750 | 9.8523e-05
780 | 0.0020014 |  |  | 2048 | 0.00058923 |  |  | 289 | 0.00096939 | [8 empty] | 610 | 0.0016288 |  |  | 760 | 9.3556e-05 |  |  | 610 | 0.0018296 |  |  | 760 | 0.00010143
905 | 0.0014373 | [6 empty] | 534 | 0.0019801 | [8 empty] | 620 | 0.0016835 |  |  | 770 | 9.6235e-05 |  |  | 620 | 0.0017915 |  |  | 770 | 0.0001044
[8 empty] | 694 | 0.0014206 | [8 empty] | 630 | 0.0017355 |  |  | 780 | 9.8969e-05 |  |  | 630 | 0.00175 |  |  | 780 | 0.00010742
[8 empty] | 372 | 0.0014573 | [8 empty] | 640 | 0.0017845 |  |  | 790 | 0.00010176 |  |  | 640 | 0.0017052 |  |  | 790 | 0.00011052
[18 empty] | 650 | 0.0018301 |  |  | 800 | 0.0001046 |  |  | 650 | 0.0016575 |  |  | 800 | 0.00011367
[18 empty] | 660 | 0.0018719 |  |  | 810 | 0.0001075 |  |  | 660 | 0.0016071 |  |  | 810 | 0.00011688
[18 empty] | 670 | 0.0019096 |  |  | 820 | 0.00011046 |  |  | 670 | 0.0015544 |  |  | 820 | 0.00012016
[18 empty] | 680 | 0.001943 |  |  | 830 | 0.00011348 |  |  | 680 | 0.0014998 |  |  | 830 | 0.00012351
[18 empty] | 690 | 0.0019719 |  |  | 840 | 0.00011655 |  |  | 690 | 0.0014435 |  |  | 840 | 0.00012691
[18 empty] | 700 | 0.0019959 |  |  | 850 | 0.00011968 |  |  | 700 | 0.0013859 |  |  | 850 | 0.00013038
[18 empty] | 710 | 0.002015 |  |  | 860 | 0.00012286 |  |  | 710 | 0.0013273 |  |  | 860 | 0.00013391
[18 empty] | 720 | 0.0020289 |  |  | 870 | 0.0001261 |  |  | 720 | 0.0012681 |  |  | 870 | 0.00013751
[18 empty] | 730 | 0.0020376 |  |  | 880 | 0.0001294 |  |  | 730 | 0.0012085 |  |  | 880 | 0.00014117
[18 empty] | 740 | 0.0020409 |  |  | 890 | 0.00013276 |  |  | 740 | 0.0011489 |  |  | 890 | 0.00014489
[18 empty] | 750 | 0.002039 |  |  | 900 | 0.00013617 |  |  | 750 | 0.0010896 |  |  | 900 | 0.00014868
[18 empty] | 760 | 0.0020317 |  |  | 910 | 0.00013965 |  |  | 760 | 0.0010307 |  |  | 910 | 0.00015253
[18 empty] | 770 | 0.0020191 |  |  | 920 | 0.00014318 |  |  | 770 | 0.00097267 |  |  | 920 | 0.00015644
[18 empty] | 780 | 0.0020014 |  |  | 930 | 0.00014676 |  |  | 780 | 0.00091562 |  |  | 930 | 0.00016041
[18 empty] | 790 | 0.0019786 |  |  | 940 | 0.0001504 |  |  | 790 | 0.0008598 |  |  | 940 | 0.00016445
[18 empty] | 800 | 0.001951 |  |  | 950 | 0.0001541 |  |  | 800 | 0.0008054 |  |  | 950 | 0.00016855
[18 empty] | 810 | 0.0019188 |  |  | 960 | 0.00015786 |  |  | 810 | 0.00075258 |  |  | 960 | 0.00017271
[18 empty] | 820 | 0.0018821 |  |  | 970 | 0.00016167 |  |  | 820 | 0.00070149 |  |  | 970 | 0.00017694
[18 empty] | 830 | 0.0018413 |  |  | 980 | 0.00016554 |  |  | 830 | 0.00065227 |  |  | 980 | 0.00018122
[18 empty] | 840 | 0.0017967 |  |  | 990 | 0.00016947 |  |  | 840 | 0.000605 |  |  | 990 | 0.00018557
[18 empty] | 850 | 0.0017486 |  |  | 1000 | 0.00017345 |  |  | 850 | 0.00055978 |  |  | 1000 | 0.00018997
[18 empty] | 860 | 0.0016973 |  |  | 1010 | 0.00017748 |  |  | 860 | 0.00051666 |  |  | 1010 | 0.00019444
[18 empty] | 870 | 0.0016433 |  |  | 1020 | 0.00018157 |  |  | 870 | 0.00047569 |  |  | 1020 | 0.00019896
[18 empty] | 880 | 0.0015867 |  |  | 1030 | 0.00018571 |  |  | 880 | 0.00043689 |  |  | 1030 | 0.00020354
[18 empty] | 890 | 0.0015282 |  |  | 1040 | 0.00018991 |  |  | 890 | 0.00040027 |  |  | 1040 | 0.00020818
[18 empty] | 900 | 0.0014679 |  |  | 1050 | 0.00019416 |  |  | 900 | 0.00036581 |  |  | 1050 | 0.00021287
[18 empty] | 910 | 0.0014064 |  |  | 1060 | 0.00019846 |  |  | 910 | 0.0003335 |  |  | 1060 | 0.00021762
[18 empty] | 920 | 0.0013438 |  |  | 1070 | 0.00020281 |  |  | 920 | 0.00030329 |  |  | 1070 | 0.00022242
[18 empty] | 930 | 0.0012808 |  |  | 1080 | 0.00020721 |  |  | 930 | 0.00027514 |  |  | 1080 | 0.00022727
[18 empty] | 940 | 0.0012174 |  |  | 1090 | 0.00021166 |  |  | 940 | 0.00024899 |  |  | 1090 | 0.00023218
[18 empty] | 950 | 0.0011542 |  |  | 1100 | 0.00021616 |  |  | 950 | 0.00022477 |  |  | 1100 | 0.00023714
[18 empty] | 960 | 0.0010915 |  |  | 1110 | 0.0002207 |  |  | 960 | 0.00020241 |  |  | 1110 | 0.00024214
[18 empty] | 970 | 0.0010294 |  |  | 1120 | 0.00022529 |  |  | 970 | 0.00018182 |  |  | 1120 | 0.0002472
[18 empty] | 980 | 0.0009683 |  |  | 1130 | 0.00022993 |  |  | 980 | 0.00016293 |  |  | 1130 | 0.0002523
[18 empty] | 990 | 0.00090847 |  |  | 1140 | 0.00023461 |  |  | 990 | 0.00014563 |  |  | 1140 | 0.00025744
[18 empty] | 1000 | 0.00085011 |  |  | 1150 | 0.00023934 |  |  | 1000 | 0.00012986 |  |  | 1150 | 0.00026263
[18 empty] | 1010 | 0.00079341 |  |  | 1160 | 0.0002441 |  |  | 1010 | 0.00011551 |  |  | 1160 | 0.00026786
[18 empty] | 1020 | 0.00073856 |  |  | 1170 | 0.00024891 |  |  | 1020 | 0.00010249 |  |  | 1170 | 0.00027313
[18 empty] | 1030 | 0.00068571 |  |  | 1180 | 0.00025376 |  |  | 1030 | 9.0711e-05 |  |  | 1180 | 0.00027844
[18 empty] | 1040 | 0.00063497 |  |  | 1190 | 0.00025864 |  |  | 1040 | 8.0091e-05 |  |  | 1190 | 0.00028379
[18 empty] | 1050 | 0.00058645 |  |  | 1200 | 0.00026356 |  |  | 1050 | 7.054e-05 |  |  | 1200 | 0.00028917
[18 empty] | 1060 | 0.00054022 |  |  | 1210 | 0.00026852 |  |  | 1060 | 6.1975e-05 |  |  | 1210 | 0.00029459
[18 empty] | 1070 | 0.00049634 |  |  | 1220 | 0.00027351 |  |  | 1070 | 5.4316e-05 |  |  | 1220 | 0.00030003
[18 empty] | 1080 | 0.00045483 |  |  | 1230 | 0.00027853 |  |  | 1080 | 4.7487e-05 |  |  | 1230 | 0.00030551
[18 empty] | 1090 | 0.0004157 |  |  | 1240 | 0.00028358 |  |  | 1090 | 4.1414e-05 |  |  | 1240 | 0.00031101
[18 empty] | 1100 | 0.00037894 |  |  | 1250 | 0.00028866 |  |  | 1100 | 3.6028e-05 |  |  | 1250 | 0.00031654
[18 empty] | 1110 | 0.00034453 |  |  | 1260 | 0.00029377 |  |  | 1110 | 3.1266e-05 |  |  | 1260 | 0.00032209
[18 empty] | 1120 | 0.00031243 |  |  | 1270 | 0.00029891 |  |  | 1120 | 2.7067e-05 |  |  | 1270 | 0.00032767
[18 empty] | 1130 | 0.00028258 |  |  | 1280 | 0.00030406 |  |  | 1130 | 2.3373e-05 |  |  | 1280 | 0.00033326
[18 empty] | 1140 | 0.00025491 |  |  | 1290 | 0.00030924 |  |  | 1140 | 2.0135e-05 |  |  | 1290 | 0.00033886
[18 empty] | 1150 | 0.00022935 |  |  | 1300 | 0.00031444 |  |  | 1150 | 1.7302e-05 |  |  | 1300 | 0.00034448
[18 empty] | 1160 | 0.00020581 |  |  | 1310 | 0.00031965 |  |  | 1160 | 1.4831e-05 |  |  | 1310 | 0.00035012
[18 empty] | 1170 | 0.00018421 |  |  | 1320 | 0.00032488 |  |  | 1170 | 1.2682e-05 |  |  | 1320 | 0.00035576
[18 empty] | 1180 | 0.00016444 |  |  | 1330 | 0.00033012 |  |  | 1180 | 1.0817e-05 |  |  | 1330 | 0.00036141
[18 empty] | 1190 | 0.00014641 |  |  | 1340 | 0.00033538 |  |  | 1190 | 9.2041e-06 |  |  | 1340 | 0.00036706
[18 empty] | 1200 | 0.00013002 |  |  | 1350 | 0.00034064 |  |  | 1200 | 7.8123e-06 |  |  | 1350 | 0.00037271
[18 empty] | 1210 | 0.00011516 |  |  | 1360 | 0.00034592 |  |  | 1210 | 6.6146e-06 |  |  | 1360 | 0.00037836
[18 empty] | 1220 | 0.00010173 |  |  | 1370 | 0.00035119 |  |  | 1220 | 5.5868e-06 |  |  | 1370 | 0.00038401
[18 empty] | 1230 | 8.9633e-05 |  |  | 1380 | 0.00035647 |  |  | 1230 | 4.707e-06 |  |  | 1380 | 0.00038965
[18 empty] | 1240 | 7.8768e-05 |  |  | 1390 | 0.00036175 |  |  | 1240 | 3.956e-06 |  |  | 1390 | 0.00039528
[18 empty] | 1250 | 6.9039e-05 |  |  | 1400 | 0.00036703 |  |  | 1250 | 3.3167e-06 |  |  | 1400 | 0.0004009
[18 empty] | 1260 | 6.0353e-05 |  |  | 1410 | 0.0003723 |  |  | 1260 | 2.7738e-06 |  |  | 1410 | 0.0004065
[18 empty] | 1270 | 5.2623e-05 |  |  | 1420 | 0.00037757 |  |  | 1270 | 2.3141e-06 |  |  | 1420 | 0.00041209
[18 empty] | 1280 | 4.5762e-05 |  |  | 1430 | 0.00038283 |  |  | 1280 | 1.9258e-06 |  |  | 1430 | 0.00041766
[18 empty] | 1290 | 3.9692e-05 |  |  | 1440 | 0.00038807 |  |  | 1290 | 1.5988e-06 |  |  | 1440 | 0.0004232
[18 empty] | 1300 | 3.4337e-05 |  |  | 1450 | 0.00039331 |  |  | 1300 | 1.324e-06 |  |  | 1450 | 0.00042871
[18 empty] | 1310 | 2.9627e-05 |  |  | 1460 | 0.00039852 |  |  | 1310 | 1.0937e-06 |  |  | 1460 | 0.0004342
[18 empty] | 1320 | 2.5496e-05 |  |  | 1470 | 0.00040372 |  |  | 1320 | 9.0126e-07 |  |  | 1470 | 0.00043965
[18 empty] | 1330 | 2.1884e-05 |  |  | 1480 | 0.00040889 |  |  | 1330 | 7.4085e-07 |  |  | 1480 | 0.00044507
[18 empty] | 1340 | 1.8734e-05 |  |  | 1490 | 0.00041405 |  |  | 1340 | 6.0749e-07 |  |  | 1490 | 0.00045045
[18 empty] | 1350 | 1.5996e-05 |  |  | 1500 | 0.00041917 |  |  | 1350 | 4.9692e-07 |  |  | 1500 | 0.00045578
[18 empty] | 1360 | 1.3623e-05 |  |  | 1510 | 0.00042427 |  |  | 1360 | 4.0547e-07 |  |  | 1510 | 0.00046107
[18 empty] | 1370 | 1.1571e-05 |  |  | 1520 | 0.00042933 |  |  | 1370 | 3.3003e-07 |  |  | 1520 | 0.00046632
[18 empty] | 1380 | 9.8023e-06 |  |  | 1530 | 0.00043436 |  |  | 1380 | 2.6797e-07 |  |  | 1530 | 0.00047151
[18 empty] | 1390 | 8.2825e-06 |  |  | 1540 | 0.00043935 |  |  | 1390 | 2.1704e-07 |  |  | 1540 | 0.00047666
[18 empty] | 1400 | 6.98e-06 |  |  | 1550 | 0.00044431 |  |  | 1400 | 1.7536e-07 |  |  | 1550 | 0.00048174
[18 empty] | 1410 | 5.8669e-06 |  |  | 1560 | 0.00044922 |  |  | 1410 | 1.4134e-07 |  |  | 1560 | 0.00048677
[18 empty] | 1420 | 4.9185e-06 |  |  | 1570 | 0.00045408 |  |  | 1420 | 1.1363e-07 |  |  | 1570 | 0.00049173
[18 empty] | 1430 | 4.1126e-06 |  |  | 1580 | 0.0004589 |  |  | 1430 | 9.1134e-08 |  |  | 1580 | 0.00049663
[18 empty] | 1440 | 3.4297e-06 |  |  | 1590 | 0.00046367 |  |  | 1440 | 7.291e-08 |  |  | 1590 | 0.00050145
[18 empty] | 1450 | 2.8528e-06 |  |  | 1600 | 0.00046839 |  |  | 1450 | 5.8187e-08 |  |  | 1600 | 0.00050621
[18 empty] | 1460 | 2.3667e-06 |  |  | 1610 | 0.00047305 |  |  | 1460 | 4.6322e-08 |  |  | 1610 | 0.00051089
[18 empty] | 1470 | 1.9583e-06 |  |  | 1620 | 0.00047765 |  |  | 1470 | 3.6786e-08 |  |  | 1620 | 0.0005155
[18 empty] | 1480 | 1.6162e-06 |  |  | 1630 | 0.0004822 |  |  | 1480 | 2.9142e-08 |  |  | 1630 | 0.00052003
[18 empty] | 1490 | 1.3303e-06 |  |  | 1640 | 0.00048667 |  |  | 1490 | 2.3029e-08 |  |  | 1640 | 0.00052447
[18 empty] | 1500 | 1.0921e-06 |  |  | 1650 | 0.00049109 |  |  | 1500 | 1.8153e-08 |  |  | 1650 | 0.00052883
[22 empty] | 1660 | 0.00049544 | [6 empty] | 1660 | 0.0005331
[22 empty] | 1670 | 0.00049971 | [6 empty] | 1670 | 0.00053728
[22 empty] | 1680 | 0.00050391 | [6 empty] | 1680 | 0.00054136
[22 empty] | 1690 | 0.00050804 | [6 empty] | 1690 | 0.00054535
[22 empty] | 1700 | 0.00051209 | [6 empty] | 1700 | 0.00054924
[22 empty] | 1710 | 0.00051606 | [6 empty] | 1710 | 0.00055303
[22 empty] | 1720 | 0.00051994 | [6 empty] | 1720 | 0.00055671
[22 empty] | 1730 | 0.00052374 | [6 empty] | 1730 | 0.00056029
[22 empty] | 1740 | 0.00052746 | [6 empty] | 1740 | 0.00056376
[22 empty] | 1750 | 0.00053108 | [6 empty] | 1750 | 0.00056711
[22 empty] | 1760 | 0.00053461 | [6 empty] | 1760 | 0.00057036
[22 empty] | 1770 | 0.00053805 | [6 empty] | 1770 | 0.00057349
[22 empty] | 1780 | 0.00054139 | [6 empty] | 1780 | 0.0005765
[22 empty] | 1790 | 0.00054464 | [6 empty] | 1790 | 0.00057939
[22 empty] | 1800 | 0.00054778 | [6 empty] | 1800 | 0.00058216
[22 empty] | 1810 | 0.00055082 | [6 empty] | 1810 | 0.00058481
[22 empty] | 1820 | 0.00055376 | [6 empty] | 1820 | 0.00058733
[22 empty] | 1830 | 0.00055659 | [6 empty] | 1830 | 0.00058972
[22 empty] | 1840 | 0.00055932 | [6 empty] | 1840 | 0.00059199
[22 empty] | 1850 | 0.00056193 | [6 empty] | 1850 | 0.00059413
[22 empty] | 1860 | 0.00056444 | [6 empty] | 1860 | 0.00059613
[22 empty] | 1870 | 0.00056683 | [6 empty] | 1870 | 0.000598
[22 empty] | 1880 | 0.00056911 | [6 empty] | 1880 | 0.00059974
[22 empty] | 1890 | 0.00057127 | [6 empty] | 1890 | 0.00060134
[22 empty] | 1900 | 0.00057331 | [6 empty] | 1900 | 0.00060281
[22 empty] | 1910 | 0.00057524 | [6 empty] | 1910 | 0.00060414
[22 empty] | 1920 | 0.00057705 | [6 empty] | 1920 | 0.00060533
[22 empty] | 1930 | 0.00057874 | [6 empty] | 1930 | 0.00060638
[22 empty] | 1940 | 0.0005803 | [6 empty] | 1940 | 0.00060729
[22 empty] | 1950 | 0.00058174 | [6 empty] | 1950 | 0.00060805
[22 empty] | 1960 | 0.00058306 | [6 empty] | 1960 | 0.00060868
[22 empty] | 1970 | 0.00058426 | [6 empty] | 1970 | 0.00060917
[22 empty] | 1980 | 0.00058533 | [6 empty] | 1980 | 0.00060951
[22 empty] | 1990 | 0.00058627 | [6 empty] | 1990 | 0.00060971
[22 empty] | 2000 | 0.00058709 | [6 empty] | 2000 | 0.00060977
[22 empty] | 2010 | 0.00058778 | [6 empty] | 2010 | 0.00060969
[22 empty] | 2020 | 0.00058834 | [6 empty] | 2020 | 0.00060947
[22 empty] | 2030 | 0.00058877 | [6 empty] | 2030 | 0.0006091
[22 empty] | 2040 | 0.00058908 | [6 empty] | 2040 | 0.00060859
[22 empty] | 2050 | 0.00058926 | [6 empty] | 2050 | 0.00060794
[22 empty] | 2060 | 0.0005893 | [6 empty] | 2060 | 0.00060715
[22 empty] | 2070 | 0.00058922 | [6 empty] | 2070 | 0.00060621
[22 empty] | 2080 | 0.00058902 | [6 empty] | 2080 | 0.00060514
[22 empty] | 2090 | 0.00058868 | [6 empty] | 2090 | 0.00060393
[22 empty] | 2100 | 0.00058821 | [6 empty] | 2100 | 0.00060258
[22 empty] | 2110 | 0.00058762 | [6 empty] | 2110 | 0.00060109
[22 empty] | 2120 | 0.0005869 | [6 empty] | 2120 | 0.00059947
[22 empty] | 2130 | 0.00058605 | [6 empty] | 2130 | 0.00059771
[22 empty] | 2140 | 0.00058508 | [6 empty] | 2140 | 0.00059581
[22 empty] | 2150 | 0.00058398 | [6 empty] | 2150 | 0.00059379
[22 empty] | 2160 | 0.00058276 | [6 empty] | 2160 | 0.00059163
[22 empty] | 2170 | 0.00058141 | [6 empty] | 2170 | 0.00058934
[22 empty] | 2180 | 0.00057993 | [6 empty] | 2180 | 0.00058692
[22 empty] | 2190 | 0.00057834 | [6 empty] | 2190 | 0.00058438
[22 empty] | 2200 | 0.00057662 | [6 empty] | 2200 | 0.00058172
[22 empty] | 2210 | 0.00057479 | [6 empty] | 2210 | 0.00057892
[22 empty] | 2220 | 0.00057283 | [6 empty] | 2220 | 0.00057601
[22 empty] | 2230 | 0.00057076 | [6 empty] | 2230 | 0.00057298
[22 empty] | 2240 | 0.00056857 | [6 empty] | 2240 | 0.00056983
[22 empty] | 2250 | 0.00056626 | [6 empty] | 2250 | 0.00056657
[22 empty] | 2260 | 0.00056384 | [6 empty] | 2260 | 0.00056319
[22 empty] | 2270 | 0.00056131 | [6 empty] | 2270 | 0.00055971
[22 empty] | 2280 | 0.00055867 | [6 empty] | 2280 | 0.00055611
[22 empty] | 2290 | 0.00055592 | [6 empty] | 2290 | 0.00055241
[22 empty] | 2300 | 0.00055306 | [6 empty] | 2300 | 0.00054861
[22 empty] | 2310 | 0.0005501 | [6 empty] | 2310 | 0.0005447
[22 empty] | 2320 | 0.00054703 | [6 empty] | 2320 | 0.0005407
[22 empty] | 2330 | 0.00054386 | [6 empty] | 2330 | 0.0005366
[22 empty] | 2340 | 0.00054059 | [6 empty] | 2340 | 0.0005324
[22 empty] | 2350 | 0.00053723 | [6 empty] | 2350 | 0.00052812
[22 empty] | 2360 | 0.00053377 | [6 empty] | 2360 | 0.00052375
[22 empty] | 2370 | 0.00053021 | [6 empty] | 2370 | 0.00051929
[22 empty] | 2380 | 0.00052657 | [6 empty] | 2380 | 0.00051475
[22 empty] | 2390 | 0.00052283 | [6 empty] | 2390 | 0.00051013
[22 empty] | 2400 | 0.00051901 | [6 empty] | 2400 | 0.00050544
[22 empty] | 2410 | 0.0005151 | [6 empty] | 2410 | 0.00050067
[22 empty] | 2420 | 0.00051112 | [6 empty] | 2420 | 0.00049583
[22 empty] | 2430 | 0.00050705 | [6 empty] | 2430 | 0.00049092
[22 empty] | 2440 | 0.0005029 | [6 empty] | 2440 | 0.00048595
[22 empty] | 2450 | 0.00049868 | [6 empty] | 2450 | 0.00048091
[22 empty] | 2460 | 0.00049439 | [6 empty] | 2460 | 0.00047582
[22 empty] | 2470 | 0.00049003 | [6 empty] | 2470 | 0.00047067
[22 empty] | 2480 | 0.0004856 | [6 empty] | 2480 | 0.00046546
[22 empty] | 2490 | 0.0004811 | [6 empty] | 2490 | 0.00046021
[22 empty] | 2500 | 0.00047654 | [6 empty] | 2500 | 0.00045491
[22 empty] | 2510 | 0.00047193 | [6 empty] | 2510 | 0.00044957
[22 empty] | 2520 | 0.00046725 | [6 empty] | 2520 | 0.00044418
[22 empty] | 2530 | 0.00046252 | [6 empty] | 2530 | 0.00043876
[22 empty] | 2540 | 0.00045774 | [6 empty] | 2540 | 0.0004333
[22 empty] | 2550 | 0.00045291 | [6 empty] | 2550 | 0.00042781
[22 empty] | 2560 | 0.00044803 | [6 empty] | 2560 | 0.00042229
[22 empty] | 2570 | 0.00044311 | [6 empty] | 2570 | 0.00041674
[22 empty] | 2580 | 0.00043815 | [6 empty] | 2580 | 0.00041118
[22 empty] | 2590 | 0.00043315 | [6 empty] | 2590 | 0.00040559
[22 empty] | 2600 | 0.00042811 | [6 empty] | 2600 | 0.00039998
[22 empty] | 2610 | 0.00042304 | [6 empty] | 2610 | 0.00039436
[22 empty] | 2620 | 0.00041793 | [6 empty] | 2620 | 0.00038873
[22 empty] | 2630 | 0.0004128 | [6 empty] | 2630 | 0.00038308
[22 empty] | 2640 | 0.00040764 | [6 empty] | 2640 | 0.00037744
[22 empty] | 2650 | 0.00040246 | [6 empty] | 2650 | 0.00037178
[22 empty] | 2660 | 0.00039726 | [6 empty] | 2660 | 0.00036613
[22 empty] | 2670 | 0.00039204 | [6 empty] | 2670 | 0.00036048
[22 empty] | 2680 | 0.0003868 | [6 empty] | 2680 | 0.00035483
[22 empty] | 2690 | 0.00038156 | [6 empty] | 2690 | 0.00034919
[22 empty] | 2700 | 0.0003763 | [6 empty] | 2700 | 0.00034356
[22 empty] | 2710 | 0.00037103 | [6 empty] | 2710 | 0.00033794
[22 empty] | 2720 | 0.00036575 | [6 empty] | 2720 | 0.00033234
[22 empty] | 2730 | 0.00036047 | [6 empty] | 2730 | 0.00032675
[22 empty] | 2740 | 0.00035519 | [6 empty] | 2740 | 0.00032118
[22 empty] | 2750 | 0.00034991 | [6 empty] | 2750 | 0.00031563
[22 empty] | 2760 | 0.00034464 | [6 empty] | 2760 | 0.00031011
[22 empty] | 2770 | 0.00033937 | [6 empty] | 2770 | 0.00030461
[22 empty] | 2780 | 0.00033411 | [6 empty] | 2780 | 0.00029914
[22 empty] | 2790 | 0.00032885 | [6 empty] | 2790 | 0.0002937
[22 empty] | 2800 | 0.00032361 | [6 empty] | 2800 | 0.00028829
[22 empty] | 2810 | 0.00031839 | [6 empty] | 2810 | 0.00028291
[22 empty] | 2820 | 0.00031318 | [6 empty] | 2820 | 0.00027757
[22 empty] | 2830 | 0.00030798 | [6 empty] | 2830 | 0.00027227
[22 empty] | 2840 | 0.00030281 | [6 empty] | 2840 | 0.000267
[22 empty] | 2850 | 0.00029766 | [6 empty] | 2850 | 0.00026178
[22 empty] | 2860 | 0.00029253 | [6 empty] | 2860 | 0.00025659
[22 empty] | 2870 | 0.00028743 | [6 empty] | 2870 | 0.00025146
[22 empty] | 2880 | 0.00028236 | [6 empty] | 2880 | 0.00024636
[22 empty] | 2890 | 0.00027731 | [6 empty] | 2890 | 0.00024132
[22 empty] | 2900 | 0.0002723 | [6 empty] | 2900 | 0.00023632
[22 empty] | 2910 | 0.00026732 | [6 empty] | 2910 | 0.00023137
[22 empty] | 2920 | 0.00026237 | [6 empty] | 2920 | 0.00022647
[22 empty] | 2930 | 0.00025746 | [6 empty] | 2930 | 0.00022163
[22 empty] | 2940 | 0.00025258 | [6 empty] | 2940 | 0.00021683
[22 empty] | 2950 | 0.00024775 | [6 empty] | 2950 | 0.0002121
[22 empty] | 2960 | 0.00024295 | [6 empty] | 2960 | 0.00020741
[22 empty] | 2970 | 0.00023819 | [6 empty] | 2970 | 0.00020278
[22 empty] | 2980 | 0.00023348 | [6 empty] | 2980 | 0.00019821
[22 empty] | 2990 | 0.0002288 | [6 empty] | 2990 | 0.0001937
[22 empty] | 3000 | 0.00022418 | [6 empty] | 3000 | 0.00018925
[22 empty] | 3010 | 0.0002196 | [6 empty] | 3010 | 0.00018485
[22 empty] | 3020 | 0.00021506 | [6 empty] | 3020 | 0.00018052
[22 empty] | 3030 | 0.00021058 | [6 empty] | 3030 | 0.00017624
[22 empty] | 3040 | 0.00020614 | [6 empty] | 3040 | 0.00017203
[22 empty] | 3050 | 0.00020175 | [6 empty] | 3050 | 0.00016788
[22 empty] | 3060 | 0.00019741 | [6 empty] | 3060 | 0.00016379
[22 empty] | 3070 | 0.00019312 | [6 empty] | 3070 | 0.00015976
[22 empty] | 3080 | 0.00018889 | [6 empty] | 3080 | 0.00015579
[22 empty] | 3090 | 0.00018471 | [6 empty] | 3090 | 0.00015189
[22 empty] | 3100 | 0.00018058 | [6 empty] | 3100 | 0.00014805
[22 empty] | 3110 | 0.0001765 | [6 empty] | 3110 | 0.00014427
[22 empty] | 3120 | 0.00017248 | [6 empty] | 3120 | 0.00014056
[22 empty] | 3130 | 0.00016851 | [6 empty] | 3130 | 0.00013691
[22 empty] | 3140 | 0.0001646 | [6 empty] | 3140 | 0.00013333
[22 empty] | 3150 | 0.00016075 | [6 empty] | 3150 | 0.00012981
[22 empty] | 3160 | 0.00015695 | [6 empty] | 3160 | 0.00012635
[22 empty] | 3170 | 0.0001532 | [6 empty] | 3170 | 0.00012295
[22 empty] | 3180 | 0.00014952 | [6 empty] | 3180 | 0.00011962
[22 empty] | 3190 | 0.00014589 | [6 empty] | 3190 | 0.00011635
[22 empty] | 3200 | 0.00014232 | [6 empty] | 3200 | 0.00011315
[22 empty] | 3210 | 0.0001388 | [6 empty] | 3210 | 0.00011
[22 empty] | 3220 | 0.00013534 | [6 empty] | 3220 | 0.00010692
[22 empty] | 3230 | 0.00013194 | [6 empty] | 3230 | 0.00010391
[22 empty] | 3240 | 0.0001286 | [6 empty] | 3240 | 0.00010095
[22 empty] | 3250 | 0.00012531 | [6 empty] | 3250 | 9.8052e-05
[22 empty] | 3260 | 0.00012208 | [6 empty] | 3260 | 9.5217e-05
[22 empty] | 3270 | 0.00011891 | [6 empty] | 3270 | 9.2443e-05
[22 empty] | 3280 | 0.0001158 | [6 empty] | 3280 | 8.9728e-05
[22 empty] | 3290 | 0.00011274 | [6 empty] | 3290 | 8.7073e-05
[22 empty] | 3300 | 0.00010974 | [6 empty] | 3300 | 8.4476e-05
[22 empty] | 3310 | 0.0001068 | [6 empty] | 3310 | 8.1938e-05
[22 empty] | 3320 | 0.00010391 | [6 empty] | 3320 | 7.9458e-05
[22 empty] | 3330 | 0.00010108 | [6 empty] | 3330 | 7.7034e-05
[22 empty] | 3340 | 9.8302e-05 | [6 empty] | 3340 | 7.4667e-05
[22 empty] | 3350 | 9.5582e-05 | [6 empty] | 3350 | 7.2356e-05
[22 empty] | 3360 | 9.2916e-05 | [6 empty] | 3360 | 7.01e-05
[22 empty] | 3370 | 9.0305e-05 | [6 empty] | 3370 | 6.7899e-05
[22 empty] | 3380 | 8.7748e-05 | [6 empty] | 3380 | 6.5751e-05
[22 empty] | 3390 | 8.5246e-05 | [6 empty] | 3390 | 6.3656e-05
[22 empty] | 3400 | 8.2796e-05 | [6 empty] | 3400 | 6.1614e-05
[22 empty] | 3410 | 8.0399e-05 | [6 empty] | 3410 | 5.9623e-05
[22 empty] | 3420 | 7.8055e-05 | [6 empty] | 3420 | 5.7683e-05
[22 empty] | 3430 | 7.5762e-05 | [6 empty] | 3430 | 5.5793e-05
[22 empty] | 3440 | 7.3521e-05 | [6 empty] | 3440 | 5.3953e-05
[22 empty] | 3450 | 7.1331e-05 | [6 empty] | 3450 | 5.2161e-05
[22 empty] | 3460 | 6.919e-05 | [6 empty] | 3460 | 5.0417e-05
[22 empty] | 3470 | 6.7099e-05 | [6 empty] | 3470 | 4.8719e-05
[22 empty] | 3480 | 6.5058e-05 | [6 empty] | 3480 | 4.7068e-05
[22 empty] | 3490 | 6.3064e-05 | [6 empty] | 3490 | 4.5462e-05
[22 empty] | 3500 | 6.1118e-05 | [6 empty] | 3500 | 4.3901e-05
[22 empty] | 3510 | 5.922e-05 | [6 empty] | 3510 | 4.2384e-05
[22 empty] | 3520 | 5.7368e-05 | [6 empty] | 3520 | 4.0909e-05
[22 empty] | 3530 | 5.5561e-05 | [6 empty] | 3530 | 3.9476e-05
[22 empty] | 3540 | 5.38e-05 | [6 empty] | 3540 | 3.8085e-05
[22 empty] | 3550 | 5.2084e-05 | [6 empty] | 3550 | 3.6734e-05
[22 empty] | 3560 | 5.0411e-05 | [6 empty] | 3560 | 3.5423e-05
[22 empty] | 3570 | 4.8781e-05 | [6 empty] | 3570 | 3.415e-05
[22 empty] | 3580 | 4.7193e-05 | [6 empty] | 3580 | 3.2916e-05
[22 empty] | 3590 | 4.5647e-05 | [6 empty] | 3590 | 3.1719e-05
[22 empty] | 3600 | 4.4143e-05 | [6 empty] | 3600 | 3.0558e-05
[22 empty] | 3610 | 4.2678e-05 | [6 empty] | 3610 | 2.9433e-05
[22 empty] | 3620 | 4.1253e-05 | [6 empty] | 3620 | 2.8343e-05
[22 empty] | 3630 | 3.9867e-05 | [6 empty] | 3630 | 2.7286e-05
[22 empty] | 3640 | 3.8519e-05 | [6 empty] | 3640 | 2.6263e-05
[22 empty] | 3650 | 3.7209e-05 | [6 empty] | 3650 | 2.5272e-05
[22 empty] | 3660 | 3.5935e-05 | [6 empty] | 3660 | 2.4313e-05
[22 empty] | 3670 | 3.4698e-05 | [6 empty] | 3670 | 2.3385e-05
[22 empty] | 3680 | 3.3495e-05 | [6 empty] | 3680 | 2.2488e-05
[22 empty] | 3690 | 3.2328e-05 | [6 empty] | 3690 | 2.1619e-05
[22 empty] | 3700 | 3.1194e-05 | [6 empty] | 3700 | 2.0779e-05
[22 empty] | 3710 | 3.0093e-05 | [6 empty] | 3710 | 1.9967e-05
[22 empty] | 3720 | 2.9025e-05 | [6 empty] | 3720 | 1.9183e-05
[22 empty] | 3730 | 2.7989e-05 | [6 empty] | 3730 | 1.8425e-05
[22 empty] | 3740 | 2.6984e-05 | [6 empty] | 3740 | 1.7693e-05
[22 empty] | 3750 | 2.6009e-05 | [6 empty] | 3750 | 1.6986e-05
[22 empty] | 3760 | 2.5064e-05 | [6 empty] | 3760 | 1.6303e-05
[22 empty] | 3770 | 2.4148e-05 | [6 empty] | 3770 | 1.5644e-05
[22 empty] | 3780 | 2.326e-05 | [6 empty] | 3780 | 1.5008e-05
[22 empty] | 3790 | 2.24e-05 | [6 empty] | 3790 | 1.4395e-05
[22 empty] | 3800 | 2.1568e-05 | [6 empty] | 3800 | 1.3804e-05
[22 empty] | 3810 | 2.0761e-05 | [6 empty] | 3810 | 1.3233e-05
[22 empty] | 3820 | 1.9981e-05 | [6 empty] | 3820 | 1.2684e-05
[22 empty] | 3830 | 1.9225e-05 | [6 empty] | 3830 | 1.2154e-05
[22 empty] | 3840 | 1.8495e-05 | [6 empty] | 3840 | 1.1644e-05
[22 empty] | 3850 | 1.7788e-05 | [6 empty] | 3850 | 1.1152e-05
[22 empty] | 3860 | 1.7104e-05 | [6 empty] | 3860 | 1.0679e-05
[22 empty] | 3870 | 1.6443e-05 | [6 empty] | 3870 | 1.0224e-05
[22 empty] | 3880 | 1.5804e-05 | [6 empty] | 3880 | 9.7852e-06
[22 empty] | 3890 | 1.5187e-05 | [6 empty] | 3890 | 9.3635e-06
[22 empty] | 3900 | 1.459e-05 | [6 empty] | 3900 | 8.9578e-06
[22 empty] | 3910 | 1.4014e-05 | [6 empty] | 3910 | 8.5677e-06
[22 empty] | 3920 | 1.3458e-05 | [6 empty] | 3920 | 8.1927e-06
[22 empty] | 3930 | 1.2921e-05 | [6 empty] | 3930 | 7.8323e-06
[22 empty] | 3940 | 1.2403e-05 | [6 empty] | 3940 | 7.4859e-06
[22 empty] | 3950 | 1.1902e-05 | [6 empty] | 3950 | 7.1532e-06
[22 empty] | 3960 | 1.142e-05 | [6 empty] | 3960 | 6.8338e-06
[22 empty] | 3970 | 1.0955e-05 | [6 empty] | 3970 | 6.527e-06
[22 empty] | 3980 | 1.0506e-05 | [6 empty] | 3980 | 6.2326e-06
[22 empty] | 3990 | 1.0074e-05 | [6 empty] | 3990 | 5.95e-06
[22 empty] | 4000 | 9.657e-06 | [6 empty] | 4000 | 5.679e-06

## Swan (hidden)
Site Name | GIA | A1-A5 | A-C | A-C WLC
Project Swan | 60777 | 651 | 908 | 2083

## drop downs (hidden)
Site Name | London Borough | Total GIA (m2) | Software Used | Benchmark | Building Type | Building Type (Reduced set) | Provided to BECD | Assessment 1 or Assessment 2 chosen to form the basis for design decisions | Module A1-A5 (kg CO2e/m2 GIA) - MAX of As1/As2, exc. Sequestration | Modules A-D (kg CO2e/m2 GIA) No decarbonisation (As1) | Modules A-D (kg CO2e/m2 GIA) w/decarbonisation (As2) | (As1) Module A1-A5 (kg CO2e/m2 GIA) (incl. seq. carbon) | (As1) Module A1-A5 (kg CO2e/m2 GIA) (excl. seq. carbon) | (As1) Module B-C (excl. B6-B7) (kg CO2e/m2 GIA) | (As1) Module A-C (excl. B6-B7 & incl. seq. carbon) (kg CO2e/m2 GIA) | (As1) Module B1-B5(kg CO2e/m2 GIA) | (As1) Module B6-B7 kg CO2e/m2 GIA) | (As1) Module C1-C4 (kg CO2e/m2 GIA) | (As1) Module D (kg CO2e/m2 GIA) | (As2) Module A1-A5 (kg CO2e/m2 GIA) | (As2) Module B1-B5(kg CO2e/m2 GIA) | (As2) Module B6-B7 kg CO2e/m2 GIA) | (As2) Module C1-C4 (kg CO2e/m2 GIA) | (As2) Module D (kg CO2e/m2 GIA)
1 | Newham | 9408.3 | OneClick LCA | Residential | Mixed (Resi + Commercial) | Commercial & Residential |  | Assessment 1 | 318 | 918.54 | 509 | 317.78 |  |  |  | 281.94 | 727.35 | 19.67 | -428.2 | 318 | 258 | 294 | 20 | -381
2 | Westminster | 33840 | eToolLCD | Offices | Office + Retail | Office & Retail |  | Assessment 1 | 961 | 1609 | 1318.02 | 961 |  |  |  | 250 | 356 | 112 | -70 | 961 | 129 | 356 | -111.98 | -16
3 | City of London | 14556 | eToolLCD | Offices | Offices | Office |  | Assessment 1 | 1380 | 1687 | 1643 | 1380 |  |  |  | 106 | 329 | 112 | -240 | 1380 | 52 | 104 | 112 | -5
4 | City of London | 17067 | eToolLCD | Offices | Offices | Office |  | Assessment 1 | 1433 | 2590 | 1949 | 1433 |  |  |  | 124 | 971 | 172 | -110 | 1433 | 57 | 298 | 172 | -11
5 | City of London | 11357 | eToolLCD | Offices | Offices | Office |  | Assessment 1 | 1256 | 2149 | 1702 | 1256 |  |  |  | 197 | 630 | 161 | -95 | 1256 | 100 | 195 | 161 | -10
6 | Camden | 47132 | eToolLCD | Offices | Hospital | Hospital/Medical |  | Assessment 1 | 796 | 1844.4 | 1671 | 796 |  |  |  | 338 | 634 | 133 | -56.6 | 796 | 169 | 709 | 11 | -14
7 | Waltham Forest | 41313 | eToolLCD | Residential | Residential | Residential (inc. student accomodation) |  | Assessment 1 | 690 | 1325.405 | 1099 | 690 |  |  |  | 289 | 262 | 110 | -25.595 | 690 | 144 | 262 | 12 | -9
8 | Waltham Forest | 3701 | eToolLCD | Offices | Offices | Office |  | Assessment 1 | 903.9 | 1469.942 | 1215.2 | 903 |  |  |  | 308 | 177 | 116 | -34.058 | 903.9 | 135.9 | 175.4 | 10.4 | -10.4
9 | Kingston upon Thames | 31972 | eToolLCD | Offices | Offices | Office |  | Assessment 1 | 878.1453 | 2493.2378 | 1429.5104 | 878.1453 |  |  |  | 280.9058 | 1350.4438 | 81.1863 | -97.4435 | 877.1813 | 149.3587 | 414.5039 | 6.9751 | -18.5085
10 | Hillingdon | 11117 | OneClick LCA | Residential | Residential | Residential (inc. student accomodation) |  | Assessment 1 | 523.8579 | 2940.3932 | 1550.9956 | 523.8579 |  |  |  | 193.5097 | 2498.1666 | 12.3895 | -287.5304 | 523.8579 | 185.6601 | 1102.2421 | 12.3895 | -273.1539
11 | Southwark | 63599 | OneClick LCA | Offices | Offices | Office |  | Assessment 1 | 416.016 | 1917.151 | 718.997 | 416.016 |  |  |  | 0.694 | 1624.154 | 12.5 | -136.213 | 416.016 | 0.694 | 426 | 12.5 | -136.213
12 | Hillingdon | 13472 | OneClick LCA | Residential | Hotel | Hotel |  | Assessment 1 | 527.2294 | 1285.2821 | 1372.7829 | 527.2294 |  |  |  | 918.681 | 1.8849 | 20.3988 | -182.912 | 527.2294 | 918.681 | 0.50453 | 20.3988 | -94.0308
13 | Newham | 12163 | OneClick LCA | Retail | Self storage building and industrial unit | Industrial |  | Assessment 1 | 339.266 | 722.517 | 494 | 339.266 |  |  |  | 181.418 | 310.904 | 9.059 | -118.13 | 339 | 181 | 83 | 9 | -118
14 | Southwark | 40098 | OneClick LCA | Offices | Commercial + Residential | Commercial & Residential |  | Assessment 1 | 864 | 4132.686 | 1398 | 863.525 |  |  |  | 363.647 | 3296.584 | 21.124 | -412.194 | 864 | 342 | 512 | 10 | -330
15 | Hackney | 67840 | OneClick LCA | Offices | Office led mixed use | Office & Retail |  | Assessment 1 | 660 | 2418.854 | 578 | 659.585 |  |  |  | 95.013 | 1841.879 | 10.622 | -188.245 | 660 | 95 | 0 | 11 | -188
16 | Kingston upon Thames | 4750 | OneClick LCA | Residential | Residential | Residential (inc. student accomodation) |  | Assessment 1 | 540.769 | 1426.527 | 611 | 540.769 |  |  |  | 251.781 | 775.015 | 17.252 | -158.29 | 515 | 219 | 0 | 17 | -140
17 | Hammersmith and Fulham | 170725 | OneClick LCA | Residential | Residential led mixed use | Commercial & Residential | N | Assessment 1 | 410.804 | 1207 | 558.2057 | 374.3731 | 397 | 293 | 683 | 272 | 646 | 21 | -129 | 410.804 | 223.5195 | 42.3844 | 9.8053 | -128.3075
18 | Lambeth | 3743 | OneClick LCA | Residential | Residential | Residential (inc. student accomodation) |  | Assessment 1 | 567.065 | 1623.751 | 1104 | 567.065 |  |  |  | 300.938 | 895.281 | 19.833 | -159.366 | 567 | 301 | 375 | 20 | -159
19 | Hounslow | 14611 | OneClick LCA | Residential | Residential | Residential (inc. student accomodation) |  | Assessment 1 | 537 | 1442.329 | 990 | 536.719 |  |  |  | 418.022 | 704.349 | 27.792 | -244.553 | 537 | 380 | 262 | 28 | -217
20 | Southwark | 4200 | eToolLCD | Offices | Mixed (Resi + Commercial) | Commercial & Residential |  | Assessment 1 | 878.4229 | 2272.2198 | 1874.3925 | 878.4229 |  |  |  | 308.3582 | 998.8025 | 105.1033 | -18.4671 | 878.4229 | 308.3582 | 600.9752 | 105.1033 | -18.4671
21 | Westminster | 19414 | eToolLCD | Offices | Offices | Office |  | Assessment 1 | 991 | 2436.219 | 1264 | 990.688 |  |  |  | 363.443 | 994.996 | 162.364 | -75.272 | 991 | 117 | 15 | 161 | -20
22 | Kensington and Chelsea | 17177 | OneClick LCA | Retail | Retail | Retail |  | Assessment 1 | 660 | 1761.311 | 1078 | 660 |  |  |  | 251 | 1007.415 | 57.896 | -215 | 660 | 224 | 364 | 21 | -191
23 | Westminster | 64223 | OneClick LCA | Residential | Residential | Residential (inc. student accomodation) |  | Assessment 1 | 512.7672 | 2024.311 | 1189.9068 | 512.767 |  |  |  | 362.879 | 1202.417 | 50.601 | -104.353 | 512.7672 | 323.9882 | 406.9033 | 50.6012 | -104.353
24 | Redbridge | 22260 | eToolLCD | Residential | Residential | Residential (inc. student accomodation) |  | Assessment 1 | 551 | 1507.922 | 979 | 550.991 |  |  |  | 58.895 | 830.364 | 73.91 | -6.238 | 551 | 37 | 347 | 46 | -2
25 | Tower Hamlets | 41813.65 | OneClick LCA | Residential | Residential + Commercial | Commercial & Residential |  | Assessment 1 | 388.101 | 1264.044 | 671 | 388.101 |  |  |  | 193.211 | 891.558 | 17.389 | -226.215 | 388 | 172 | 295 | 17 | -201
26 | Tower Hamlets | 53994 | OneClick LCA | Residential | Residential | Residential (inc. student accomodation) |  | Assessment 1 | 463 | 1299.221 | 906 | 462.511 |  |  |  | 486.91 | 677.703 | 13.316 | -341.219 | 463 | 469 | 227 | 13 | -266
27 | Croydon | 17061 | OneClick LCA | Residential | Residential | Residential (inc. student accomodation) |  | Assessment 1 | 309.637 | 955.751 | 950 | 309.637 |  |  |  | 227.076 | 651.859 | 39.33 | -272.151 | 302 | 198 | 652 | 37 | -239
28 | Tower Hamlets | 39486 | OneClick LCA | Residential | Student accommodation | Residential (inc. student accomodation) |  | Assessment 1 | 500 | 1754.769 | 799 | 500 |  |  |  | 275 | 1415.727 | 41 | -476.958 | 500 | 199 | 464 | 37 | -401
29 | Greenwich | 30428 | eToolLCD | Residential | Residential | Residential (inc. student accomodation) |  | Assessment 1 | 794.522 | 1935.3627 | 1356.0356 | 794.522 |  |  |  | 207.71 | 835.266 | 101.3109 | -3.4462 | 794.522 | 56 | 405.1727 | 101.3409 | -1
30 | Brent | 11044 | OneClick LCA | Residential | Residential | Residential (inc. student accomodation) |  | Assessment 1 | 380.097 | 609.754 | 536 | 380.097 |  |  |  | 207.62 | 164.143 | 71.092 | -213.198 | 380 | 186 | 89 | 71 | -190
31 | Brent | 24807.5 | OneClick LCA | Residential | Residential | Residential (inc. student accomodation) |  | Assessment 1 | 429 | 828.98 | 474 | 428.859 |  |  |  | 53.871 | 930.878 | 13.892 | -598.52 | 429 | 37 |  | 8
32 | Havering | 4629 | OneClick LCA | Offices | Offices | Office |  | Assessment 1 | 498.002 | 3632.421 | 1512 | 498.002 |  |  |  | 646.472 | 2870.27 | 30.312 | -412.635 | 498 | 624 | 752 | 30 | -392
33 | Redbridge | 47130.6 | OneClick LCA | Residential | Residential | Residential (inc. student accomodation) |  | Assessment 1 | 442 | 1089.398 | 614 | 441.589 |  |  |  | 166.066 | 721.761 | 32.685 | -272.703 | 442 | 153 | 228 | 33 | -242
34 | Croydon | 12017 | eToolLCD | Residential | Residential | Residential (inc. student accomodation) |  | Assessment 1 | 586.7856 | 2053.2636 | 1347.7491 | 586.7856 |  |  |  | 287.3902 | 1186.1994 | 54.0965 | -61.2081 | 586.7856 | 133.9908 | 625.9288 | 28.4002 | -27.3563
35 | City of London | 13553 | OneClick LCA | Offices | Offices | Office |  | Assessment 1 | 743 | 1901.84 | 1332.84 | 743 |  |  |  | 318 | 826 | 15 | -0.16 | 743 | 313 | 262 | 15 | -0.16
36 | Lambeth | 14125 | OneClick LCA | Residential | Residential | Residential (inc. student accomodation) | Y | Assessment 1 | 372 | 9376 | 5670 | 359 | 372 | 366 | 726 | 335 | 8964 | 32 | -327 | 359 | 270 | 5199 | 32 | -190
37 | Barnet | 37336 | OneClick LCA | Residential | Mixed use Residential led | Commercial & Residential | Y | Assessment 1 | 804 | 1707 | 0 |  | 804 | 381 | 1159 | 322 | 811 | 59 | -289
38 | Camden | 30267 | eToolLCD | Offices | Offices/Residential | Commercial & Residential |  | Assessment 1 | 655.8439 | 3494.1304 | 2945.6637 | 655.8439 |  |  |  | 246.8834 | 2519.3058 | 76.5282 | -4.4309 | 655.8439 | 246.8834 | 1970.8391 | 76.5282 | -4.4309
39 | Tower Hamlets | 12132.23 | eToolLCD | Residential | Mixed Residential/office | Commercial & Residential |  | Assessment 1 | 758 | 1391 | 1324 | 758 |  |  |  | 129 | 414 | 90 | 0 | 758 | 129 | 347 | 90 | 0
40 | Waltham forest | 6517 | OneClick LCA | Residential | Residential | Residential (inc. student accomodation) |  | Assessment 1 | 546 | 1542.9047 | 983 | 545.824 |  |  |  | 298.726 | 800.2307 | 21.124 | -123 | 546 | 283 | 253 | 21 | -120
41 | Brent | 67195 | OneClick LCA | Residential | Residential led mixed use (Retail + Commercial) | Commercial & Residential |  | Assessment 2 | 474 | 1958.861 | 1234 | 474 |  |  |  | 321.861 | 1321 | 25 | -183 | 474 | 304 | 593 | 25 | -162
42 | Lambeth | 49136 | OneClick LCA | Residential | Residential | Residential (inc. student accomodation) |  | Assessment 1 | 521.059 | 1164.291 | 615.927 | 521.048 |  |  |  | 108.796 | 808.045 | 18.396 | -291.994 | 521.059 | 96.802 | 271.664 | 18.396 | -291.994
43 | Waltham Forest | 37171 | OneClick LCA | Residential | Residential + Commercial | Commercial & Residential |  | Assessment 1 | 452 | 1163.699 | 716 | 451.729 |  |  |  | 157 | 621.763 | 45 | -111.793 | 452 | 135 | 196 | 45 | -112
44 | Ealing | 9983 | eToolLCD | Residential | commercial-led mixed-use | Commercial & Residential | Y | Assessment 1 | 811 | 2031 | 1493 | 758 | 811 | 336 | 1094 | 260 | 942 | 75 | -57 | 758 | 121 | 570 | 72 | -28
45 | Southwark | 10474 | OneClick LCA | Residential | Residential | Residential (inc. student accomodation) |  | Assessment 1 | 535.3303 | 1225.9556 | 944.4936 | 535.3303 |  |  |  | 186.4142 | 700.9681 | 43.1657 | -239.9228 | 535.3303 | 165.399 | 413.7236 | 43.1657 | -213.1251
46 | Southwark | 30809 | OneClick LCA | Offices | Medical (D1) and R&D (B1) use types | Hospital/Medical |  | Assessment 2 | 677 | 1560.1113 | 767.1113 | 677 |  |  |  | 470 | 1136 | 23.1113 | -746 | 677 | 438 | 272 | 23.1113 | -643
47 | Enfield | 37699 | eToolLCD | Residential | Residential led mixed use | Commercial & Residential |  | Assessment 1 | 477 | 1424.442 | 1302 | 477 |  |  |  | 161 | 695.442 | 90 | 1 | 477 | 161 | 573 | 90 | 1
48 | Enfield | 211011 | eToolLCD | Residential | Residential led mixed use | Commercial & Residential |  | Assessment 1 | 512 | 1716 | 798 | 512 |  |  |  | 135 | 993 | 75 | 1 | 512 | 135 | 75 | 75 | 1
49 | City of London | 20463 | OneClick LCA | Residential | Student accommodation | Residential (inc. student accomodation) |  | Assessment 1 | 620 | 1940.513 | 1263 | 620 |  |  |  | 437 | 1013.513 | 88 | -218 | 620 | 437 | 336 | 88 | -218
50 | Southwark | 48178 | OneClick LCA | Offices | Offices | Office |  | Assessment 2 | 995 | 1784.058 | 867 | 994.686 |  |  |  | 356.116 | 1327.617 | 32.19 | -926.551 | 995 | 289 | 309 | 32 | -758
51 | Hounslow | 146745 | OneClick LCA | Residential | Residential-led, mixed-use development | Commercial & Residential |  | Assessment 1 | 574.141 | 1451.719 | 989.6308 | 574.141 |  |  |  | 257.505 | 684.131 | 23.949 | -88.007 | 574 | 236.1423 | 233.5836 | 23.9488 | -78.0439
52 | Merton | 25891 | OneClick LCA | Offices | Offices | Office |  | Assessment 2 | 676 | 2975.435 | 1561 | 676 |  |  |  | 655 | 2180.435 | 26 | -562 | 676 | 610 | 714 | 26 | -465
53 | Bromley | 17246 | eToolLCD | Residential | Residential | Residential (inc. student accomodation) |  |  | 928 | 2247.631 | 1638 | 927.772 |  |  |  | 342.965 | 923.573 | 85.56 | -32.239 | 928 | 150 | 482 | 92 | -14
54 | Westminster | 9884 | OneClick LCA | Residential | Residential | Residential (inc. student accomodation) |  |  | 640 | 1313 | 1308 | 640 |  |  |  | 240 | 902 | 44 | -513 | 640 | 240 | 897 | 44 | -513
55 | Newham | 23728 | OneClick LCA | Residential | Residential | Residential (inc. student accomodation) |  | Assessment 1 | 500 | 1345.423 | 1246 | 500 |  |  |  | 402 | 592.423 | 70 | -219 | 500 | 358 | 512 | 70 | -194
56 | Newham | 7000 | OneClick LCA | Residential | Residential | Residential (inc. student accomodation) |  |  | 641 | 1512.509 | 981 | 640.593 |  |  |  | 432.601 | 704.103 | 59.864 | -324.652 | 641 | 393 | 222 | 50 | -325
57 | Westminster | 60777 | OneClick LCA | Offices | Office + Commercial | Office & Retail |  | Assessment 1 | 558.134 | 2794.958 | 1469 | 558.134 |  |  |  | 211.469 | 2532.553 | 63.378 | -570.576 | 558 | 187 | 1168 | 63 | -507
58 | City of London | 35948 | eToolLCD | Offices | Offices | Office |  | Assessment 1 | 670 | 1769.2 | 1033 | 669.8 |  |  |  | 171.1 | 926.3 | 33.5 | -31.5 | 670 | 96 | 244 | 38 | -15
59 | Hackney | 18730 | OneClick LCA | Residential | Residential | Residential (inc. student accomodation) |  | Assessment 1 | 574 | 1338.697 | 791 | 573.533 |  |  |  | 464.907 | 821.776 | 27.094 | -548.613 | 574 | 451 | 260 | 27 | -521
60 | Greenwich | 62697 | OneClick LCA | Residential | Residential-led, mixed-use development | Commercial & Residential |  | Assessment 1 | 588 | 1378.6 | 709 | 588 |  |  |  | 148 | 1045 | 25.6 | -428 | 588 | 126 | 349 | 26 | -380
61 | Hounslow | 1580 | OneClick LCA | Retail | Processing plant | Industrial |  | Assessment 1 | 253.2126 | 521.9866 | 295.9031 | 253.2126 |  |  |  | 186.9715 | 403.2949 | 135.7905 | -457.2829 | 253.2126 | 166.1379 | 147.55 | 135.7905 | -406.7879
62 | Newham | 54333 | Other | Residential | Residential | Residential (inc. student accomodation) |  | Assessment 1 | 452 | 1592 | 1649 | 452 |  |  |  | 107 | 969 | 142 | -78 | 452 | 107 | 1026 | 142 | -78
63 | Barking and Dagenham | 14960 | OneClick LCA | Residential | Residential | Residential (inc. student accomodation) | Y | Assessment 2 | 1019 | 1988 | 0 |  | 1019 | 520 | 1510 | 468 | 613 | 52 | -164
64 | Ealing | 8726 | eToolLCD | Residential | Residential | Residential (inc. student accomodation) | Y | Assessment 1 | 627 | 1332 | 1222.5424 | 576.73 | 627 | 314 | 909 | 252 | 405 | 62 | -14 | 594.9814 | 175.278 | 404.754 | 61.962 | -14.433
65 | Hillingdon | 56102 | eToolLCD | Offices | Data centre | Data Centre | Y | Assessment 1 | 936.107 | 1862.727 | 0 |  | 936.107 | 54.283 | 986.541 | 19.517 | 902.428 | 34.766 | -30.091
66 | Westminster | 26176 | OneClick LCA | Residential | Residential | Residential (inc. student accomodation) |  |  | 848 | 1761.639 | 1075 | 847.673 |  |  |  | 235.844 | 1028.037 | 27.033 | -376.948 | 848 | 210 | 325 | 27 | -335
67 | Wandsworth | 27460 | eToolLCD | Residential | Mixed use | Commercial & Residential |  | Assessment 1 | 656 | 2440.268 | 1484 | 656 |  |  |  | 72.868 | 1646.043 | 86.91 | -21.553 | 656 | 55 | 741 | 43 | -11
68 | Wandsworth | 8761 | OneClick LCA | Residential | Residential | Residential (inc. student accomodation) |  | Assessment 1 | 362.106 | 1151.042 | 635 | 362.106 |  |  |  | 378.419 | 784.155 | 53 | -426.638 | 362 | 346 | 248 | 53 | -374
69 | Lambeth | 9478 | OneClick LCA | Residential | Residential | Residential (inc. student accomodation) |  | Assessment 1 | 485.2104 | 1233.6823 | 1007.2887 | 485.2104 |  |  |  | 358.0159 | 565.4337 | 61.7523 | -236.73 | 485.2104 | 358.0159 | 339.0402 | 61.7523 | -236.73
70 | Greenwich | 9232 | OneClick LCA | Residential | School accommodation | Residential (inc. student accomodation) |  | Assessment 1 | 502 | 1083.896 | 1132 | 501.979 |  |  |  | 186.427 | 942.778 | 36.733 | -584.021 | 502 | 169 | 943 | 37 | -519
71 | Tower Hamlets | 87127.7 | OneClick LCA | Residential | Retail + Residential | Commercial & Residential |  | Assessment 1 | 787 | 1278 | 1081 | 787 |  |  |  | 456 | 550 | 48 | -563 | 787 | 392 | 354 | 48 | -500
72 | Tower Hamlets | 26094 | OneClick LCA | Residential | Retail + Residential | Commercial & Residential |  | Assessment 1 | 685 | 1763 | 1547 | 685 |  |  |  | 366 | 1141 | 104 | -533 | 685 | 347 | 885 | 104 | -474
73 | Westminster | 42133 | OneClick LCA | Residential | Residential led mixed use | Commercial & Residential |  |  | 689 | 1474.398 | 995 | 688.649 |  |  |  | 310 | 681.914 | 42.068 | -248.233 | 689 | 282 | 230 | 42 | -248
74 | Westminster | 53086 | OneClick LCA | Residential | Residential led mixed use | Commercial & Residential |  |  | 689 | 1474.434 | 995 | 688.67 |  |  |  | 310 | 681.934 | 42.07 | -248.24 | 689 | 282 | 230 | 42 | -248
75 | Lambeth | 12764 | OneClick LCA | Residential | Residential | Residential (inc. student accomodation) | Y | Assessment 1 | 539.695 | 1576.873 | 0 | 462.273 | 539.695 | 306.231 | 817.417 | 254.541 | 537.717 | 51.69 | 193.23
76 | Brent | 30926 | OneClick LCA | Residential | Residential | Residential (inc. student accomodation) |  | Assessment 1 | 568.431 | 1465.821 | 875 | 568.431 |  |  |  | 503.341 | 896.484 | 35.646 | -538.081 | 568 | 466 | 284 | 36 | -479
77 | Camden | 164000 | OneClick LCA | Residential | Mixed Use | Commercial & Residential |  | Assessment 2 | 555.72 | 1604.64 | 923.64 | 555.72 |  |  |  | 268.24 | 954.17 | 57.85 | -231.34 | 555.72 | 243.37 | 271.82 | 57.85 | -205.12
78 | Hammersmith and Fulham | 37500 | OneClick LCA | Residential | Residential | Residential (inc. student accomodation) |  | Assessment 1 | 397 | 820 | 663 | 397 |  |  |  | 152 | 339 | 44 | -112 | 397 | 138 | 183 | 44 | -99
79 | Hounslow | 21178 | OneClick LCA | Residential | Residential | Residential (inc. student accomodation) | Y | Assessment 1 | 451 | 865 | 647 | 444 | 451 | 280 | 722 | 260 | 486 | 19 | -351 | 444 | 233 | 263 | 19 | -312
80 | Newham | 19267 | OneClick LCA | Residential | Warehouses/offices | Office | Y | Assessment 1 | 575 | -2217 | 567 | 575 | 570 | 190 | 761 | 178 | 392 | 12 | -3374 | 575 | 79 | 133 | 12 | -232
81 | Barnet | 26298 | OneClick LCA | Offices | Residential/Community space | Residential (inc. student accomodation) | Y |  | 539.9 | 884.9 | 0 |  | 539.9 | 382 | 906 | 338 | 319 | 45 | -357
82 | Newham | 13719 | OneClick LCA | Offices | Student accommodation with workspaces | Residential (inc. student accomodation) | Y | Assessment 1 | 383 | 1689 | 872.5265 | 326 | 383 | 247 | 573 | 173 | 1138 | 74 | -79 | 326 | 141 | 397 | 73.9439 | -65.4173
83 | Southwark | 8789 | OneClick LCA | Residential | Mixed Use | Commercial & Residential | Y | Assessment 1 | 468 | 1733 | 435.7797 | 378 | 468 | 357 | 802 | 317 | 1101 | 40 | -193 | 378 | 97 | 0 | 32.5846 | -71.8049
84 | Newham | 132163 | Other | Residential | Mixed Residential/commercial | Commercial & Residential | Y |  | 615 | 475.9 | 0 |  | 615 | 294.2 | 894 | 269.5 | 10.1 | 24 | -442.7
85 | Havering | 2066.1 | OneClick LCA | Schools/Universities | School | School | N | Assessment 1 | 627 | 1543.48 | 0 | 390 | 627 | 905.4 | 1295.85 | 745.67 | 187.46 | 159.75 | -176.4
86 | Wandsworth | 27371 | OneClick LCA | Residential | Residential | Residential (inc. student accomodation) | Y |  | 559 | 1198 | 573 | 538 | 559 | 273 | 811 | 237 | 635 | 35 | -268 | 534 | 228 |  | 33 | -222
87 | Southwark | 37672 | eToolLCD | Residential | Residential and Mixed use | Commercial & Residential | Y |  | 766 | 1566 | 0 |  | 766 | 317 | 1029 | 219 | 487 | 99 | -5
88 | Southwark | 38422 | OneClick LCA | Offices | Offices | Office |  |  | 815 | 3040.223 | 0 |  | 815 | 372 | 1195 | 341 | 2036 | 30.223 | -182
89 | Barking and Dagenham | 302395 | OneClick LCA | Residential | Residential | Residential (inc. student accomodation) | Y |  | 766.119 | 1598.119 | 0 |  | 766.119 | 489 | 1036 | 238 | 770 | 251 | -427
90 | Barking and Dagenham | 45681 | OneClick LCA | Residential | Residential | Residential (inc. student accomodation) | Y |  | 697 | 1217 | 0 |  | 697 | 312 | 914 | 200 | 674 | 111 | -465
91 | Lambeth | 30837 | OneClick LCA | Residential | Residential | Residential (inc. student accomodation) | Y |  | 980 | 1020 | 0 |  | 980 | 500 | 1476 | 472 | 41 | 28 | -501
92 | Tower Hamlets | 8183 | OneClick LCA | Residential | Student accommodation | Residential (inc. student accomodation) | Y |  | 636.893 | 1584.541 | 0 |  | 636.893 | 529.69 | 1161 | 456.339 | 701.889 | 73.351 | -283.931
93 | Kingston upon Thames | 11385 | eToolLCD | Residential | Residential | Residential (inc. student accomodation) | Y |  | 846.32 | 1876.559 | 0 |  | 846.32 | 266.503 | 1097.465 | 160.174 | 763.907 | 106.329 | -0.171
94 | Barking and Dagenham | 30534 | eToolLCD | Retail | Retail | Retail | Y |  | 701.083 | 2082.578 | 0 |  | 701.083 | 298.037 | 998.503 | 225.027 | 1108.261 | 73.009 | -24.802
95 | Bexley | 57373 | OneClick LCA | Residential | Residential | Residential (inc. student accomodation) | Y |  | 566.897 | 1187.091 | 0 |  | 566.897 | 348.684 | 875.486 | 281.995 | 715.03 | 66.689 | -443.52
96 | Bromley | 31644 | eToolLCD | Residential | Residential | Residential (inc. student accomodation) | Y |  | 738 | 1821.828 | 0 |  | 738 | 370 | 1062 | 312 | 766 | 58 | -52.172
97 | Ealing | 45916 | OneClick LCA | Residential | Residential | Residential (inc. student accomodation) | Y |  | 484 | 1211 | 0 |  | 484 | 532 | 1003 | 488 | 694 | 45 | -500
98 | Hackney | 9815 | OneClick LCA | Offices | Offices | Office |  |  | 431 | 1014 | 0 |  | 431 | 288 | 690 | 240 | 472 | 48 | -177
Assessment 1 | Communal (single building) | Total Demolition | SAP | Offices | GLA Database
Assessment 2 | Site-wide (multiple buildings) | Total Refurbishment | TM54 | Residential | Planning Portal
| Individual | Partial Demolition & Do Nothing | SAP & TM54 | Schools/Universities | Arup Internal Database
| Other | Partial Refurbishment & Do Nothing | Other | Retail
|  | Partial Demolition & Partial Refurbishment |  | Hotel